## IBPDI_Real_Estate_CDM
Data Cluster | Entity name | Attribute Name | Attribute Description | Type | Precision | Scale | Min length | Max length | Enum | Min value | Max value | Unit | Required | Primary key | Relationship type | Relationship name | Cardinality | Examples
DigitalTwin | AccessPanel | AccessPanelId | Unique identifier either coming from previous system otherwise it needs to be defined | string |  |  | 1 | 50 |  |  |  |  | TRUE | TRUE |  |  |  | T-2615
DigitalTwin | AccessPanel | ComponentTypeId | Unique identifier either coming from previous system otherwise it needs to be defined | string |  |  | 1 | 50 |  |  |  |  | TRUE | FALSE | Foreign Key | fk AccessPanel.ComponentTypeId to ComponentType.ComponentTypeId | 0..n | T-2615
DigitalTwin | AccessPanel | Type | Access panel type | string |  |  | 1 | 50 |  |  |  |  | FALSE | FALSE
DigitalTwin | AccessPanel | Width | Width | number | 19 | 6 | [5 empty] | cm | FALSE | FALSE
DigitalTwin | AccessPanel | Thickness | Thickness | number | 19 | 6 | [5 empty] | cm | FALSE | FALSE
DigitalTwin | AccessPanel | Material | Material of access panel | string |  |  | 1 | 75 |  |  |  |  | FALSE | FALSE
DigitalTwin | AccessPanel | Height | Height | number | 19 | 6 |  |  |  | 2 | 999 | cm | FALSE | FALSE |  |  |  | 140
DigitalTwin | AccessPanel | FrameMaterial | Frame material | string |  |  | 1 | 75 |  |  |  |  | FALSE | FALSE
DigitalTwin | AccessPanel | FireRating | Fire rating | string |  |  | 1 | 50 |  |  |  |  | FALSE | FALSE
DigitalTwin | AirCompressor | AirCompressorId | Unique identifier either coming from previous system otherwise it needs to be defined | string |  |  | 1 | 50 |  |  |  |  | TRUE | TRUE |  |  |  | AC-1
DigitalTwin | AirCompressor | ComponentTypeId | Unique identifier either coming from previous system otherwise it needs to be defined | string |  |  | 1 | 50 |  |  |  |  | TRUE | FALSE | Foreign Key | fk AirCompressor.ComponentTypeId to ComponentType.ComponentTypeId | 0..n | T-2615
DigitalTwin | AirCompressor | WorkingPressure | WorkingPressure | number | 19 | 6 | [5 empty] | Pa | FALSE | FALSE
DigitalTwin | AirCompressor | MotorPower | Motor power | number | 19 | 6 | [5 empty] | kW | FALSE | FALSE
DigitalTwin | AirCompressor | FreeAirDelivery | Free air delivery | number | 19 | 6 | [5 empty] | l/min | FALSE | FALSE
DigitalTwin | AirFilter | AirFilterId | Unique identifier either coming from previous system otherwise it needs to be defined | string |  |  | 1 | 50 |  |  |  |  | TRUE | TRUE |  |  |  | CU-1
DigitalTwin | AirFilter | ComponentTypeId | Unique identifier either coming from previous system otherwise it needs to be defined | string |  |  | 1 | 50 |  |  |  |  | TRUE | FALSE | Foreign Key | fk AirFilter.ComponentTypeId to ComponentType.ComponentTypeId | 0..n | T-2615
DigitalTwin | AirFilter | FanNominalAirflow | Fan nominal airflow | number | 19 | 6 | [5 empty] | cubm/h | FALSE | FALSE
DigitalTwin | AirFilter | FanMotorPower | Fan motor power | number | 19 | 6 | [5 empty] | kW | FALSE | FALSE
DigitalTwin | AirFilter | FanMinAirflowRating | Fan min flow capacity | number | 19 | 6 | [5 empty] | cubm/h | FALSE | FALSE |  |  |  | 10
DigitalTwin | AirFilter | FanMaxAirflowRating | Fan max flow capacity | number | 19 | 6 | [5 empty] | cubm/h | FALSE | FALSE |  |  |  | 150
DigitalTwin | AirFilter | FanDriveType | Fan fan drive type | string |  |  | 1 | 50 |  |  |  |  | FALSE | FALSE
DigitalTwin | AirFilter | FanName | Name of fan | string |  |  | 1 | 200 |  |  |  |  | FALSE | FALSE |  |  |  | Door
DigitalTwin | AirFilter | FanCommissionDate | Fan commission date in yyyy-mm-ddThh:mm:ssZ form (conform to ISO 8061) | date-time | [8 empty] | FALSE | FALSE
DigitalTwin | AirFilter | FanExpectedEndOfLife | Fan expected end of life date in yyyy-mm-ddThh:mm:ssZ form (conform to ISO 8061) | date-time | [8 empty] | FALSE | FALSE
DigitalTwin | AirFilter | FanDurationLifeYear | Fan life span of component in years | integer | [5 empty] | 1 | 99 |  | FALSE | FALSE
DigitalTwin | AirFilter | FanExpectedReplacementCost | Fan expected replacement costs | number | 28 | 4 |  |  |  | 1 | 999999 |  | FALSE | FALSE |  |  |  | 223.21
DigitalTwin | AirFilter | FanInitialCost | Fan initial cost | number | 28 | 4 |  |  |  | 1 | 999999 |  | FALSE | FALSE |  |  |  | 223.21
DigitalTwin | AirFilter | Currency | Currency | string |  |  | 1 | 50 | AFN ¦ ALL ¦ DZD ¦ USD ¦ EUR ¦ AOA ¦ XCD ¦ ARS ¦ AMD ¦ AWG ¦ AUD ¦ AZN ¦ BSD ¦ BHD ¦ BDT ¦ BBD ¦ BYN ¦ BZD ¦ XOF ¦ BMD ¦ BTN ¦ INR ¦ BOB ¦ BOV ¦ BAM ¦ BWP ¦ NOK ¦ BRL ¦ BND ¦ BGN ¦ BIF ¦ CVE ¦ KHR ¦ XAF ¦ CAD ¦ KYD ¦ CLF ¦ CLP ¦ CNY ¦ COP ¦ COU ¦ KMF ¦ CDF ¦ NZD ¦ CRC ¦ HRK ¦ CUC ¦ CUP ¦ ANG ¦ CZK ¦ DKK ¦ DJF ¦ DOP ¦ EGP ¦ SVC ¦ ERN ¦ ETB ¦ FKP ¦ FJD ¦ XPF ¦ GMD ¦ GEL ¦ GHS ¦ GIP ¦ GTQ ¦ GBP ¦ GNF ¦ GYD ¦ HTG ¦ HNL ¦ HKD ¦ HUF ¦ ISK ¦ IDR ¦ XDR ¦ IRR ¦ IQD ¦ ILS ¦ JMD ¦ JPY ¦ JOD ¦ KZT ¦ KES ¦ KPW ¦ KRW ¦ KWD ¦ KGS ¦ LAK ¦ LBP ¦ LSL ¦ ZAR ¦ LRD ¦ LYD ¦ CHF ¦ MOP ¦ MGA ¦ MWK ¦ MYR ¦ MVR ¦ MRU ¦ MUR ¦ XUA ¦ MXN ¦ MXV ¦ MDL ¦ MNT ¦ MAD ¦ MZN ¦ MMK ¦ NAD ¦ NPR ¦ NIO ¦ NGN ¦ OMR ¦ PKR ¦ PAB ¦ PGK ¦ PYG ¦ PEN ¦ PHP ¦ PLN ¦ QAR ¦ MKD ¦ RON ¦ RUB ¦ RWF ¦ SHP ¦ WST ¦ STN ¦ SAR ¦ RSD ¦ SCR ¦ SLL ¦ SGD ¦ XSU ¦ SBD ¦ SOS ¦ SSP ¦ LKR ¦ SDG ¦ SRD ¦ SZL ¦ SEK ¦ CHE ¦ CHW ¦ SYP ¦ TWD ¦ TJS ¦ TZS ¦ THB ¦ TOP ¦ TTD ¦ TND ¦ TRY ¦ TMT ¦ UGX ¦ UAH ¦ AED ¦ USN ¦ UYI ¦ UYU ¦ UZS ¦ VUV ¦ VEF ¦ VED ¦ VND ¦ YER ¦ ZMW ¦ ZWL |  |  |  | FALSE | FALSE |  |  |  | EUR
DigitalTwin | AirFilter | FanInstallationDate | Installation date in yyyy-mm-ddThh:mm:ssZ form (conform to ISO 8061) | date-time | [8 empty] | FALSE | FALSE
DigitalTwin | AirFilter | FanMaintenanceInterval | Fan maintenance interval either as string: monthly, quarterly, etc. or as month | string |  |  | 1 | 50 |  |  |  |  | FALSE | FALSE |  |  |  | quarterly
DigitalTwin | AirFilter | FanTurnoverDate | Fan turnover date in yyyy-mm-ddThh:mm:ssZ form (conform to ISO 8061) | date-time | [8 empty] | FALSE | FALSE
DigitalTwin | AirFilter | FanModelNumber | Model number of fan | string |  |  | 1 | 50 |  |  |  |  | FALSE | FALSE |  |  |  | xan51425612
DigitalTwin | AirFilter | FanTagNumber | Fan tag number | string |  |  | 1 | 50 |  |  |  |  | FALSE | FALSE |  |  |  | 27465192
DigitalTwin | AirFilter | FanSerialNumber | Serial number of fan | string |  |  | 1 | 50 |  |  |  |  | FALSE | FALSE |  |  |  | xan51425612
DigitalTwin | AirHandlingUnit | AirHandlingUnitId | Unique identifier either coming from previous system otherwise it needs to be defined | string |  |  | 1 | 50 |  |  |  |  | TRUE | TRUE |  |  |  | HV-1
DigitalTwin | AirHandlingUnit | ComponentTypeId | Unique identifier either coming from previous system otherwise it needs to be defined | string |  |  | 1 | 50 |  |  |  |  | TRUE | FALSE | Foreign Key | fk AirHandlingUnit.ComponentTypeId to ComponentType.ComponentTypeId | 0..n | T-2615
DigitalTwin | AirHandlingUnit | NominalHeatingCapacity | Nominal heating capacity | number | 19 | 6 | [5 empty] | kW | FALSE | FALSE
DigitalTwin | AirHandlingUnit | NominalCoolingCapacity | Nominal cooling capacity | number | 19 | 6 | [5 empty] | kW | FALSE | FALSE
DigitalTwin | AirHandlingUnit | VentilationConfiguration | Ventilation configuration | string |  |  | 1 | 200 |  |  |  |  | FALSE | FALSE
DigitalTwin | AirHandlingUnit | RefrigerantType | Refrigerant type | string |  |  | 1 | 50 |  |  |  |  | FALSE | FALSE
DigitalTwin | AirHandlingUnit | NetSensibleCoolingCapacity | Net sensible cooling capacity | number | 19 | 6 | [5 empty] | kW | FALSE | FALSE
DigitalTwin | AirHandlingUnit | HumidificationMethod | Humidification method | string |  |  | 1 | 50 |  |  |  |  | FALSE | FALSE
DigitalTwin | AirHandlingUnit | Type | Define the specific air handling unit type | string |  |  | 1 | 50 |  |  |  |  | FALSE | FALSE
DigitalTwin | AirHandlingUnit | FilterType | Filter type | string |  |  | 1 | 50 |  |  |  |  | FALSE | FALSE
DigitalTwin | AirHandlingUnit | DischargeDuctworkConfiguration | Discharge ductwork configuration | string |  |  | 1 | 50 |  |  |  |  | FALSE | FALSE
DigitalTwin | AirHandlingUnit | DehumidificationMethod | Dehumidification method | string |  |  | 1 | 50 |  |  |  |  | FALSE | FALSE
DigitalTwin | AirHandlingUnit | AirflowModulation | Airflow modulation | string |  |  | 1 | 50 |  |  |  |  | FALSE | FALSE
DigitalTwin | AirHandlingUnit | Currency | Currency | string |  |  | 1 | 50 | AFN ¦ ALL ¦ DZD ¦ USD ¦ EUR ¦ AOA ¦ XCD ¦ ARS ¦ AMD ¦ AWG ¦ AUD ¦ AZN ¦ BSD ¦ BHD ¦ BDT ¦ BBD ¦ BYN ¦ BZD ¦ XOF ¦ BMD ¦ BTN ¦ INR ¦ BOB ¦ BOV ¦ BAM ¦ BWP ¦ NOK ¦ BRL ¦ BND ¦ BGN ¦ BIF ¦ CVE ¦ KHR ¦ XAF ¦ CAD ¦ KYD ¦ CLF ¦ CLP ¦ CNY ¦ COP ¦ COU ¦ KMF ¦ CDF ¦ NZD ¦ CRC ¦ HRK ¦ CUC ¦ CUP ¦ ANG ¦ CZK ¦ DKK ¦ DJF ¦ DOP ¦ EGP ¦ SVC ¦ ERN ¦ ETB ¦ FKP ¦ FJD ¦ XPF ¦ GMD ¦ GEL ¦ GHS ¦ GIP ¦ GTQ ¦ GBP ¦ GNF ¦ GYD ¦ HTG ¦ HNL ¦ HKD ¦ HUF ¦ ISK ¦ IDR ¦ XDR ¦ IRR ¦ IQD ¦ ILS ¦ JMD ¦ JPY ¦ JOD ¦ KZT ¦ KES ¦ KPW ¦ KRW ¦ KWD ¦ KGS ¦ LAK ¦ LBP ¦ LSL ¦ ZAR ¦ LRD ¦ LYD ¦ CHF ¦ MOP ¦ MGA ¦ MWK ¦ MYR ¦ MVR ¦ MRU ¦ MUR ¦ XUA ¦ MXN ¦ MXV ¦ MDL ¦ MNT ¦ MAD ¦ MZN ¦ MMK ¦ NAD ¦ NPR ¦ NIO ¦ NGN ¦ OMR ¦ PKR ¦ PAB ¦ PGK ¦ PYG ¦ PEN ¦ PHP ¦ PLN ¦ QAR ¦ MKD ¦ RON ¦ RUB ¦ RWF ¦ SHP ¦ WST ¦ STN ¦ SAR ¦ RSD ¦ SCR ¦ SLL ¦ SGD ¦ XSU ¦ SBD ¦ SOS ¦ SSP ¦ LKR ¦ SDG ¦ SRD ¦ SZL ¦ SEK ¦ CHE ¦ CHW ¦ SYP ¦ TWD ¦ TJS ¦ TZS ¦ THB ¦ TOP ¦ TTD ¦ TND ¦ TRY ¦ TMT ¦ UGX ¦ UAH ¦ AED ¦ USN ¦ UYI ¦ UYU ¦ UZS ¦ VUV ¦ VEF ¦ VED ¦ VND ¦ YER ¦ ZMW ¦ ZWL |  |  |  | FALSE | FALSE |  |  |  | EUR
DigitalTwin | AirHandlingUnit | VentilationStrategy | Ventilation strategy | string |  |  | 1 | 100 |  |  |  |  | FALSE | FALSE
DigitalTwin | AirHandlingUnit | SupplyFanNominalAirflow | Supply fan nominal airflow | number | 19 | 6 | [5 empty] | cubm/h | FALSE | FALSE
DigitalTwin | AirHandlingUnit | SupplyFanMotorPower | Supply fan motor power | number | 19 | 6 | [5 empty] | kW | FALSE | FALSE
DigitalTwin | AirHandlingUnit | SupplyFanMinAirflowRating | Supply fan min flow capacity | number | 19 | 6 | [5 empty] | cubm/h | FALSE | FALSE |  |  |  | 10
DigitalTwin | AirHandlingUnit | SupplyFanMaxAirflowRating | Supply fan max flow capacity | number | 19 | 6 | [5 empty] | cubm/h | FALSE | FALSE |  |  |  | 150
DigitalTwin | AirHandlingUnit | SupplyFanDriveType | Supply fan fan drive type | string |  |  | 1 | 50 |  |  |  |  | FALSE | FALSE
DigitalTwin | AirHandlingUnit | SupplyFanName | Name of supply fan | string |  |  | 1 | 200 |  |  |  |  | FALSE | FALSE |  |  |  | Door
DigitalTwin | AirHandlingUnit | SupplyFanCommissionDate | Supply fan commission date in yyyy-mm-ddThh:mm:ssZ form (conform to ISO 8061) | date-time | [8 empty] | FALSE | FALSE
DigitalTwin | AirHandlingUnit | SupplyFanExpectedEndOfLife | Supply fan expected end of life date in yyyy-mm-ddThh:mm:ssZ form (conform to ISO 8061) | date-time | [8 empty] | FALSE | FALSE
DigitalTwin | AirHandlingUnit | SupplyFanDurationLifeYear | Supply fan life span of component in years | integer | [5 empty] | 1 | 99 |  | FALSE | FALSE
DigitalTwin | AirHandlingUnit | SupplyFanExpectedReplacementCost | Supply fan expected replacement costs | number | 28 | 4 |  |  |  | 1 | 999999 |  | FALSE | FALSE |  |  |  | 223.21
DigitalTwin | AirHandlingUnit | SupplyFanInitialCost | Supply fan initial cost | number | 28 | 4 |  |  |  | 1 | 999999 |  | FALSE | FALSE |  |  |  | 223.21
DigitalTwin | AirHandlingUnit | SupplyFanInstallationDate | Installation date in yyyy-mm-ddThh:mm:ssZ form (conform to ISO 8061) | date-time | [8 empty] | FALSE | FALSE
DigitalTwin | AirHandlingUnit | SupplyFanMaintenanceInterval | Supply fan maintenance interval either as string: monthly, quarterly, etc. or as month | string |  |  | 1 | 50 |  |  |  |  | FALSE | FALSE |  |  |  | quarterly
DigitalTwin | AirHandlingUnit | SupplyFanTurnoverDate | Supply fan turnover date in yyyy-mm-ddThh:mm:ssZ form (conform to ISO 8061) | date-time | [8 empty] | FALSE | FALSE
DigitalTwin | AirHandlingUnit | SupplyFanModelNumber | Model number of supply fan | string |  |  | 1 | 50 |  |  |  |  | FALSE | FALSE |  |  |  | xan51425612
DigitalTwin | AirHandlingUnit | SupplyFanTagNumber | Supply fan tag number | string |  |  | 1 | 50 |  |  |  |  | FALSE | FALSE |  |  |  | 27465192
DigitalTwin | AirHandlingUnit | SupplyFanSerialNumber | Serial number of supply fan | string |  |  | 1 | 50 |  |  |  |  | FALSE | FALSE |  |  |  | xan51425612
DigitalTwin | AirHandlingUnit | ReturnFanNominalAirflow | Return fan nominal airflow | number | 19 | 6 | [5 empty] | cubm/h | FALSE | FALSE
DigitalTwin | AirHandlingUnit | ReturnFanMotorPower | Return fan motor power | number | 19 | 6 | [5 empty] | kW | FALSE | FALSE
DigitalTwin | AirHandlingUnit | ReturnFanMinAirflowRating | Return fan min flow capacity | number | 19 | 6 | [5 empty] | cubm/h | FALSE | FALSE |  |  |  | 10
DigitalTwin | AirHandlingUnit | ReturnFanMaxAirflowRating | Return fan max flow capacity | number | 19 | 6 | [5 empty] | cubm/h | FALSE | FALSE |  |  |  | 150
DigitalTwin | AirHandlingUnit | ReturnFanDriveType | Return fan fan drive type | string |  |  | 1 | 50 |  |  |  |  | FALSE | FALSE
DigitalTwin | AirHandlingUnit | ReturnFanName | Name of return fan | string |  |  | 1 | 200 |  |  |  |  | FALSE | FALSE |  |  |  | Door
DigitalTwin | AirHandlingUnit | ReturnFanCommissionDate | Return fan commission date in yyyy-mm-ddThh:mm:ssZ form (conform to ISO 8061) | date-time | [8 empty] | FALSE | FALSE
DigitalTwin | AirHandlingUnit | ReturnFanExpectedEndOfLife | Return fan expected end of life date in yyyy-mm-ddThh:mm:ssZ form (conform to ISO 8061) | date-time | [8 empty] | FALSE | FALSE
DigitalTwin | AirHandlingUnit | ReturnFanDurationLifeYear | Return fan life span of component in years | integer | [5 empty] | 1 | 99 |  | FALSE | FALSE
DigitalTwin | AirHandlingUnit | ReturnFanExpectedReplacementCost | Return fan expected replacement costs | number | 28 | 4 |  |  |  | 1 | 999999 |  | FALSE | FALSE |  |  |  | 223.21
DigitalTwin | AirHandlingUnit | ReturnFanInitialCost | Return fan initial cost | number | 28 | 4 |  |  |  | 1 | 999999 |  | FALSE | FALSE |  |  |  | 223.21
DigitalTwin | AirHandlingUnit | ReturnFanInstallationDate | Installation date in yyyy-mm-ddThh:mm:ssZ form (conform to ISO 8061) | date-time | [8 empty] | FALSE | FALSE
DigitalTwin | AirHandlingUnit | ReturnFanMaintenanceInterval | Return fan maintenance interval either as string: monthly, quarterly, etc. or as month | string |  |  | 1 | 50 |  |  |  |  | FALSE | FALSE |  |  |  | quarterly
DigitalTwin | AirHandlingUnit | ReturnFanTurnoverDate | Return fan turnover date in yyyy-mm-ddThh:mm:ssZ form (conform to ISO 8061) | date-time | [8 empty] | FALSE | FALSE
DigitalTwin | AirHandlingUnit | ReturnFanModelNumber | Model number of return fan | string |  |  | 1 | 50 |  |  |  |  | FALSE | FALSE |  |  |  | xan51425612
DigitalTwin | AirHandlingUnit | ReturnFanTagNumber | Return fan tag number | string |  |  | 1 | 50 |  |  |  |  | FALSE | FALSE |  |  |  | 27465192
DigitalTwin | AirHandlingUnit | ReturnFanSerialNumber | Serial number of return fan | string |  |  | 1 | 50 |  |  |  |  | FALSE | FALSE |  |  |  | xan51425612
DigitalTwin | AirHandlingUnit | ExhaustFanNominalAirflow | Exhaust fan nominal airflow | number | 19 | 6 | [5 empty] | cubm/h | FALSE | FALSE
DigitalTwin | AirHandlingUnit | ExhaustFanMotorPower | Exhaust fan motor power | number | 19 | 6 | [5 empty] | kW | FALSE | FALSE
DigitalTwin | AirHandlingUnit | ExhaustFanMinAirflowRating | Exhaust fan min flow capacity | number | 19 | 6 | [5 empty] | cubm/h | FALSE | FALSE |  |  |  | 10
DigitalTwin | AirHandlingUnit | ExhaustFanMaxAirflowRating | Exhaust fan max flow capacity | number | 19 | 6 | [5 empty] | cubm/h | FALSE | FALSE |  |  |  | 150
DigitalTwin | AirHandlingUnit | ExhaustFanDriveType | Exhaust fan fan drive type | string |  |  | 1 | 50 |  |  |  |  | FALSE | FALSE
DigitalTwin | AirHandlingUnit | ExhaustFanName | Name of exhaust fan | string |  |  | 1 | 200 |  |  |  |  | FALSE | FALSE |  |  |  | Door
DigitalTwin | AirHandlingUnit | ExhaustFanCommissionDate | Exhaust fan commission date in yyyy-mm-ddThh:mm:ssZ form (conform to ISO 8061) | date-time | [8 empty] | FALSE | FALSE
DigitalTwin | AirHandlingUnit | ExhaustFanExpectedEndOfLife | Exhaust fan expected end of life date in yyyy-mm-ddThh:mm:ssZ form (conform to ISO 8061) | date-time | [8 empty] | FALSE | FALSE
DigitalTwin | AirHandlingUnit | ExhaustFanDurationLifeYear | Exhaust fan life span of component in years | integer | [5 empty] | 1 | 99 |  | FALSE | FALSE
DigitalTwin | AirHandlingUnit | ExhaustFanExpectedReplacementCost | Exhaust fan expected replacement costs | number | 28 | 4 |  |  |  | 1 | 999999 |  | FALSE | FALSE |  |  |  | 223.21
DigitalTwin | AirHandlingUnit | ExhaustFanInitialCost | Exhaust fan initial cost | number | 28 | 4 |  |  |  | 1 | 999999 |  | FALSE | FALSE |  |  |  | 223.21
DigitalTwin | AirHandlingUnit | ExhaustFanInstallationDate | Installation date in yyyy-mm-ddThh:mm:ssZ form (conform to ISO 8061) | date-time | [8 empty] | FALSE | FALSE
DigitalTwin | AirHandlingUnit | ExhaustFanMaintenanceInterval | Exhaust fan maintenance interval either as string: monthly, quarterly, etc. or as month | string |  |  | 1 | 50 |  |  |  |  | FALSE | FALSE |  |  |  | quarterly
DigitalTwin | AirHandlingUnit | ExhaustFanTurnoverDate | Exhaust fan turnover date in yyyy-mm-ddThh:mm:ssZ form (conform to ISO 8061) | date-time | [8 empty] | FALSE | FALSE
DigitalTwin | AirHandlingUnit | ExhaustFanModelNumber | Model number of exhaust fan | string |  |  | 1 | 50 |  |  |  |  | FALSE | FALSE |  |  |  | xan51425612
DigitalTwin | AirHandlingUnit | ExhaustFanTagNumber | Exhaust fan tag number | string |  |  | 1 | 50 |  |  |  |  | FALSE | FALSE |  |  |  | 27465192
DigitalTwin | AirHandlingUnit | ExhaustFanSerialNumber | Serial number of exhaust fan | string |  |  | 1 | 50 |  |  |  |  | FALSE | FALSE |  |  |  | xan51425612
DigitalTwin | AirHandlingUnit | PrimaryCoolingMethodType | Primary cooling method type | string |  |  | 1 | 50 |  |  |  |  | FALSE | FALSE
DigitalTwin | AirHandlingUnit | PrimaryCoolingMethodRefrigerantType | Primary cooling refrigerant type | string |  |  | 1 | 50 |  |  |  |  | FALSE | FALSE
DigitalTwin | AirHandlingUnit | PrimaryCoolingOutsideDiameter | Primary cooling outside diameter | number | 19 | 6 | [5 empty] | mm | FALSE | FALSE
DigitalTwin | AirHandlingUnit | PrimaryCoolingName | Primary cooling name of product | string |  |  | 1 | 200 |  |  |  |  | FALSE | FALSE |  |  |  | Door
DigitalTwin | AirHandlingUnit | PrimaryCoolingCommissionDate | Primary cooling commission date in yyyy-mm-ddThh:mm:ssZ form (conform to ISO 8061) | date-time | [8 empty] | FALSE | FALSE
DigitalTwin | AirHandlingUnit | PrimaryCoolingExpectedEndOfLife | Primary cooling expected end of life date in yyyy-mm-ddThh:mm:ssZ form (conform to ISO 8061) | date-time | [8 empty] | FALSE | FALSE
DigitalTwin | AirHandlingUnit | PrimaryCoolingDurationLifeYear | Primary cooling life span of component in years | integer | [5 empty] | 1 | 99 |  | FALSE | FALSE
DigitalTwin | AirHandlingUnit | PrimaryCoolingExpectedReplacementCost | Primary cooling expected replacement costs | number | 28 | 4 |  |  |  | 1 | 999999 |  | FALSE | FALSE |  |  |  | 223.21
DigitalTwin | AirHandlingUnit | PrimaryCoolingInitialCost | Primary cooling initial cost | number | 28 | 4 |  |  |  | 1 | 999999 |  | FALSE | FALSE |  |  |  | 223.21
DigitalTwin | AirHandlingUnit | PrimaryCoolingInstallationDate | Installation date in yyyy-mm-ddThh:mm:ssZ form (conform to ISO 8061) | date-time | [8 empty] | FALSE | FALSE
DigitalTwin | AirHandlingUnit | PrimaryCoolingMaintenanceInterval | Primary cooling maintenance interval either as string: monthly, quarterly, etc. or as month | string |  |  | 1 | 50 |  |  |  |  | FALSE | FALSE |  |  |  | quarterly
DigitalTwin | AirHandlingUnit | PrimaryCoolingTurnoverDate | Primary cooling turnover date in yyyy-mm-ddThh:mm:ssZ form (conform to ISO 8061) | date-time | [8 empty] | FALSE | FALSE
DigitalTwin | AirHandlingUnit | PrimaryCoolingModelNumber | Model number of primary cooling | string |  |  | 1 | 50 |  |  |  |  | FALSE | FALSE |  |  |  | xan51425612
DigitalTwin | AirHandlingUnit | PrimaryCoolingTagNumber | Primary cooling tag number | string |  |  | 1 | 50 |  |  |  |  | FALSE | FALSE |  |  |  | 27465192
DigitalTwin | AirHandlingUnit | PrimaryCoolingSerialNumber | Serial number of primary cooling | string |  |  | 1 | 50 |  |  |  |  | FALSE | FALSE |  |  |  | xan51425612
DigitalTwin | AirHandlingUnit | SecondaryCoolingMethodType | Secondary cooling method type | string |  |  | 1 | 50 |  |  |  |  | FALSE | FALSE
DigitalTwin | AirHandlingUnit | SecondaryCoolingMethodRefrigerantType | Secondary cooling refrigerant type | string |  |  | 1 | 50 |  |  |  |  | FALSE | FALSE
DigitalTwin | AirHandlingUnit | SecondaryCoolingOutsideDiameter | Secondary cooling outside diameter | number | 19 | 6 | [5 empty] | mm | FALSE | FALSE
DigitalTwin | AirHandlingUnit | SecondaryCoolingName | Secondary cooling name of product | string |  |  | 1 | 200 |  |  |  |  | FALSE | FALSE |  |  |  | Door
DigitalTwin | AirHandlingUnit | SecondaryCoolingCommissionDate | Secondary cooling commission date in yyyy-mm-ddThh:mm:ssZ form (conform to ISO 8061) | date-time | [8 empty] | FALSE | FALSE
DigitalTwin | AirHandlingUnit | SecondaryCoolingExpectedEndOfLife | Secondary cooling expected end of life date in yyyy-mm-ddThh:mm:ssZ form (conform to ISO 8061) | date-time | [8 empty] | FALSE | FALSE
DigitalTwin | AirHandlingUnit | SecondaryCoolingDurationLifeYear | Secondary cooling life span of component in years | integer | [5 empty] | 1 | 99 |  | FALSE | FALSE
DigitalTwin | AirHandlingUnit | SecondaryCoolingExpectedReplacementCost | Secondary cooling expected replacement costs | number | 28 | 4 |  |  |  | 1 | 999999 |  | FALSE | FALSE |  |  |  | 223.21
DigitalTwin | AirHandlingUnit | SecondaryCoolingInitialCost | Secondary cooling initial cost | number | 28 | 4 |  |  |  | 1 | 999999 |  | FALSE | FALSE |  |  |  | 223.21
DigitalTwin | AirHandlingUnit | SecondaryCoolingInstallationDate | Installation date in yyyy-mm-ddThh:mm:ssZ form (conform to ISO 8061) | date-time | [8 empty] | FALSE | FALSE
DigitalTwin | AirHandlingUnit | SecondaryCoolingMaintenanceInterval | Secondary cooling maintenance interval either as string: monthly, quarterly, etc. or as month | string |  |  | 1 | 50 |  |  |  |  | FALSE | FALSE |  |  |  | quarterly
DigitalTwin | AirHandlingUnit | SecondaryCoolingTurnoverDate | Secondary cooling turnover date in yyyy-mm-ddThh:mm:ssZ form (conform to ISO 8061) | date-time | [8 empty] | FALSE | FALSE
DigitalTwin | AirHandlingUnit | SecondaryCoolingModelNumber | Model number of secondary cooling | string |  |  | 1 | 50 |  |  |  |  | FALSE | FALSE |  |  |  | xan51425612
DigitalTwin | AirHandlingUnit | SecondaryCoolingTagNumber | Secondary cooling tag number | string |  |  | 1 | 50 |  |  |  |  | FALSE | FALSE |  |  |  | 27465192
DigitalTwin | AirHandlingUnit | SecondaryCoolingSerialNumber | Serial number of secondary cooling | string |  |  | 1 | 50 |  |  |  |  | FALSE | FALSE |  |  |  | xan51425612
DigitalTwin | AirHandlingUnit | PreHeatingType | Pre heating type | string |  |  | 1 | 50 |  |  |  |  | FALSE | FALSE
DigitalTwin | AirHandlingUnit | PreHeatingOutsideDiameter | Pre heating outside diameter | decimal | [7 empty] | mm | FALSE | FALSE
DigitalTwin | AirHandlingUnit | PreHeatingName | Pre heating name of product | string |  |  | 1 | 200 |  |  |  |  | FALSE | FALSE |  |  |  | Door
DigitalTwin | AirHandlingUnit | PreHeatingCommissionDate | Pre heating commission date in yyyy-mm-ddThh:mm:ssZ form (conform to ISO 8061) | date-time | [8 empty] | FALSE | FALSE
DigitalTwin | AirHandlingUnit | PreHeatingExpectedEndOfLife | Pre heating expected end of life date in yyyy-mm-ddThh:mm:ssZ form (conform to ISO 8061) | date-time | [8 empty] | FALSE | FALSE
DigitalTwin | AirHandlingUnit | PreHeatingDurationLifeYear | Pre heating life span of component in years | integer | [5 empty] | 1 | 99 |  | FALSE | FALSE
DigitalTwin | AirHandlingUnit | PreHeatingExpectedReplacementCost | Pre heating expected replacement costs | number | 28 | 4 |  |  |  | 1 | 999999 |  | FALSE | FALSE |  |  |  | 223.21
DigitalTwin | AirHandlingUnit | PreHeatingInitialCost | Pre heating initial cost | number | 28 | 4 |  |  |  | 1 | 999999 |  | FALSE | FALSE |  |  |  | 223.21
DigitalTwin | AirHandlingUnit | PreHeatingInstallationDate | Installation date in yyyy-mm-ddThh:mm:ssZ form (conform to ISO 8061) | date-time | [8 empty] | FALSE | FALSE
DigitalTwin | AirHandlingUnit | PreHeatingMaintenanceInterval | Pre heating maintenance interval either as string: monthly, quarterly, etc. or as month | string |  |  | 1 | 50 |  |  |  |  | FALSE | FALSE |  |  |  | quarterly
DigitalTwin | AirHandlingUnit | PreHeatingTurnoverDate | Pre heating turnover date in yyyy-mm-ddThh:mm:ssZ form (conform to ISO 8061) | date-time | [8 empty] | FALSE | FALSE
DigitalTwin | AirHandlingUnit | PreHeatingModelNumber | Model number of pre heating | string |  |  | 1 | 50 |  |  |  |  | FALSE | FALSE |  |  |  | xan51425612
DigitalTwin | AirHandlingUnit | PreHeatingTagNumber | Pre heating tag number | string |  |  | 1 | 50 |  |  |  |  | FALSE | FALSE |  |  |  | 27465192
DigitalTwin | AirHandlingUnit | PreHeatingSerialNumber | Serial number of pre heating | string |  |  | 1 | 50 |  |  |  |  | FALSE | FALSE |  |  |  | xan51425612
DigitalTwin | AirHandlingUnit | ReHeatingType | Re heating type | string |  |  | 1 | 50 |  |  |  |  | FALSE | FALSE
DigitalTwin | AirHandlingUnit | ReHeatingOutsideDiameter | Re heating outside diameter | number | 19 | 6 | [5 empty] | mm | FALSE | FALSE
DigitalTwin | AirHandlingUnit | ReHeatingName | Re heating name of product | string |  |  | 1 | 200 |  |  |  |  | FALSE | FALSE |  |  |  | Door
DigitalTwin | AirHandlingUnit | ReHeatingCommissionDate | Re heating commission date in yyyy-mm-ddThh:mm:ssZ form (conform to ISO 8061) | date-time | [8 empty] | FALSE | FALSE
DigitalTwin | AirHandlingUnit | ReHeatingExpectedEndOfLife | Re heating expected end of life date in yyyy-mm-ddThh:mm:ssZ form (conform to ISO 8061) | date-time | [8 empty] | FALSE | FALSE
DigitalTwin | AirHandlingUnit | ReHeatingDurationLifeYear | Re heating life span of component in years | integer | [5 empty] | 1 | 99 |  | FALSE | FALSE
DigitalTwin | AirHandlingUnit | ReHeatingExpectedReplacementCost | Re heating expected replacement costs | number | 28 | 4 |  |  |  | 1 | 999999 |  | FALSE | FALSE |  |  |  | 223.21
DigitalTwin | AirHandlingUnit | ReHeatingInitialCost | Re heating initial cost | number | 28 | 4 |  |  |  | 1 | 999999 |  | FALSE | FALSE |  |  |  | 223.21
DigitalTwin | AirHandlingUnit | ReHeatingInstallationDate | Installation date in yyyy-mm-ddThh:mm:ssZ form (conform to ISO 8061) | date-time | [8 empty] | FALSE | FALSE
DigitalTwin | AirHandlingUnit | ReHeatingMaintenanceInterval | Re heating maintenance interval either as string: monthly, quarterly, etc. or as month | string |  |  | 1 | 50 |  |  |  |  | FALSE | FALSE |  |  |  | quarterly
DigitalTwin | AirHandlingUnit | ReHeatingTurnoverDate | Re heating turnover date in yyyy-mm-ddThh:mm:ssZ form (conform to ISO 8061) | date-time | [8 empty] | FALSE | FALSE
DigitalTwin | AirHandlingUnit | ReHeatingModelNumber | Model number of re heating | string |  |  | 1 | 50 |  |  |  |  | FALSE | FALSE |  |  |  | xan51425612
DigitalTwin | AirHandlingUnit | ReHeatingTagNumber | Re heating tag number | string |  |  | 1 | 50 |  |  |  |  | FALSE | FALSE |  |  |  | 27465192
DigitalTwin | AirHandlingUnit | ReHeatingSerialNumber | Serial number of re heating | string |  |  | 1 | 50 |  |  |  |  | FALSE | FALSE |  |  |  | xan51425612
DigitalTwin | AirHandlingUnit | MixingBoxEconomiser | Mixing box economizer | string |  |  | 1 | 100 |  |  |  |  | FALSE | FALSE
DigitalTwin | AirHandlingUnit | MixingBoxName | Mixing box name of product | string |  |  | 1 | 200 |  |  |  |  | FALSE | FALSE |  |  |  | Door
DigitalTwin | AirHandlingUnit | MixingBoxCommissionDate | Mixing box commission date in yyyy-mm-ddThh:mm:ssZ form (conform to ISO 8061) | date-time | [8 empty] | FALSE | FALSE
DigitalTwin | AirHandlingUnit | MixingBoxExpectedEndOfLife | Mixing box expected end of life date in yyyy-mm-ddThh:mm:ssZ form (conform to ISO 8061) | date-time | [8 empty] | FALSE | FALSE
DigitalTwin | AirHandlingUnit | MixingBoxDurationLifeYear | Mixing box life span of component in years | integer | [5 empty] | 1 | 99 |  | FALSE | FALSE
DigitalTwin | AirHandlingUnit | MixingBoxExpectedReplacementCost | Mixing box expected replacement costs | number | 28 | 4 |  |  |  | 1 | 999999 |  | FALSE | FALSE |  |  |  | 223.21
DigitalTwin | AirHandlingUnit | MixingBoxInitialCost | Mixing box initial cost | number | 28 | 4 |  |  |  | 1 | 999999 |  | FALSE | FALSE |  |  |  | 223.21
DigitalTwin | AirHandlingUnit | MixingBoxInstallationDate | Installation date in yyyy-mm-ddThh:mm:ssZ form (conform to ISO 8061) | date-time | [8 empty] | FALSE | FALSE
DigitalTwin | AirHandlingUnit | MixingBoxMaintenanceInterval | Mixing box maintenance interval either as string: monthly, quarterly, etc. or as month | string |  |  | 1 | 50 |  |  |  |  | FALSE | FALSE |  |  |  | quarterly
DigitalTwin | AirHandlingUnit | MixingBoxTurnoverDate | Mixing box turnover date in yyyy-mm-ddThh:mm:ssZ form (conform to ISO 8061) | date-time | [8 empty] | FALSE | FALSE
DigitalTwin | AirHandlingUnit | MixingBoxModelNumber | Model number of mixing box | string |  |  | 1 | 50 |  |  |  |  | FALSE | FALSE |  |  |  | xan51425612
DigitalTwin | AirHandlingUnit | MixingBoxTagNumber | Mixing box tag number | string |  |  | 1 | 50 |  |  |  |  | FALSE | FALSE |  |  |  | 27465192
DigitalTwin | AirHandlingUnit | MixingBoxSerialNumber | Serial number of re heating | string |  |  | 1 | 50 |  |  |  |  | FALSE | FALSE |  |  |  | xan51425612
DigitalTwin | AreaMeasurement | AreaMeasurementId | Unique identifier either coming from previous system otherwise it needs to be defined | string |  |  | 1 | 50 |  |  |  |  | TRUE | TRUE |  |  |  | AM-CH-SE-2312
DigitalTwin | AreaMeasurement | Standard | Area measurement standard | string |  |  | 1 | 50 | DIN 277-1 ¦ MFG ¦ IPMS ¦ RICS ¦ BOMA ¦ NA |  |  |  | TRUE | FALSE |  |  |  | Din 277-1
DigitalTwin | AreaMeasurement | Type | Type of the standard area | string |  |  | 1 | 50 | Gross floor area ¦ Construction area ¦ Net room area ¦ Circulation area ¦ Net usable area ¦ Technical area ¦ Living/residence area ¦ Office area ¦ Production/laboratory area ¦ Storage/distribution/selling area ¦ Education/teaching/culture area ¦ Healing/care area ¦ Other uses ¦ Rentable exclusion ¦ Rentable area ¦ Gross external area ¦ External Wall area ¦ Gross internal area ¦ A-Vertical penetrations ¦ B-Structural elements ¦ C-Technical services ¦ D-Hygiene areas ¦ E-Circulation areas ¦ F-Amenities ¦ G-Workspace ¦ H-Other areas ¦ Boundary area ¦ Rentable area common occupancy ¦ Building amenity area ¦ Building service area ¦ Floor service area ¦ Rentable area exclusive occupancy ¦ Tenant ancillary area ¦ Tenant area ¦ Major vertical penetrations ¦ Occupant Storage area ¦ Parking area ¦ Unenclosed Building Feature: Covered Gallery ¦ Vacant area ¦ NA ¦ Energy reference area |  |  |  | TRUE | FALSE |  |  |  | G-Workspace
DigitalTwin | AreaMeasurement | Value | Value of measurement | number | 19 | 6 |  |  |  |  | 999999 |  | TRUE | FALSE |  |  |  | 230.45
DigitalTwin | AreaMeasurement | Unit | Unit area is measured with | string |  |  | 1 | 50 | sqm ¦ sqft |  |  |  | TRUE | FALSE |  |  |  | sqm
DigitalTwin | AreaMeasurement | ValidFrom | Date measurement was taken in yyyy-mm-ddThh:mm:ssZ form (conform to ISO 8061) | date-time | [8 empty] | TRUE | FALSE
DigitalTwin | AreaMeasurement | ValidUntil | Date measurement is not valid anymore /needs to be renewed in yyyy-mm-ddThh:mm:ssZ form (conform to ISO 8061) | date-time | [8 empty] | TRUE | FALSE
DigitalTwin | AreaMeasurement | Accuracy | Accuracy of area measurement | string |  |  | 1 | 50 | Estimated ¦ Measured ¦ Aggregated ¦ Unknown |  |  |  | FALSE | FALSE
DigitalTwin | AreaMeasurementBuilding | AreaMeasurementId | Unique identifier either coming from previous system otherwise it needs to be defined | string |  |  | 1 | 50 |  |  |  |  | TRUE | TRUE | Foreign Key | fk AreaMeasurementBuilding.AreaMeasurementId to AreaMeasurement.AreaMeasurementId | 0..1 | AM-CH-SE-23123
DigitalTwin | AreaMeasurementBuilding | BuildingId | Unique identifier either coming from previous system otherwise it needs to be defined | string |  |  | 1 | 50 |  |  |  |  | TRUE | TRUE | Foreign Key | fk AreaMeasurementBuilding.BuildingId to Building.BuildingId | 0..n | SE-CH-2341
DigitalTwin | AreaMeasurementFloor | AreaMeasurementId | Unique identifier either coming from previous system otherwise it needs to be defined | string |  |  | 1 | 50 |  |  |  |  | TRUE | TRUE | Foreign Key | fk AreaMeasurementFloor.AreaMeasurementId to AreaMeasurement.AreaMeasurementId | 0..1 | AM-CH-SE-231231
DigitalTwin | AreaMeasurementFloor | FloorId | Unique identifier either coming from previous system otherwise it needs to be defined | string |  |  | 1 | 50 |  |  |  |  | TRUE | TRUE | Foreign Key | fk AreaMeasurementFloor.FloorId to Floor.FloorId | 0..n | SE-CH-F-01
DigitalTwin | AreaMeasurementLand | AreaMeasurementId | Unique identifier either coming from previous system otherwise it needs to be defined | string |  |  | 1 | 50 |  |  |  |  | TRUE | TRUE | Foreign Key | fk AreaMeasurementLand.AreaMeasurementId to AreaMeasurement.AreaMeasurementId | 0..1 | RE-AT-052
DigitalTwin | AreaMeasurementLand | LandId | Unique identifier either coming from previous system otherwise it needs to be defined | string |  |  | 1 | 50 |  |  |  |  | TRUE | TRUE | Foreign Key | fk AreaMeasurementLand.LandId to Land.LandId | 0..n | RE-AT-05
DigitalTwin | AreaMeasurementRentalUnit | AreaMeasurementId | Unique identifier either coming from previous system otherwise it needs to be defined | string |  |  | 1 | 50 |  |  |  |  | TRUE | TRUE | Foreign Key | fk AreaMeasurementRentalUnit.AreaMeasurementId to AreaMeasurement.AreaMeasurementId | 0..1 | AM-CH-SE-2312
DigitalTwin | AreaMeasurementRentalUnit | RentalUnitId | Unique identifier either coming from previous system otherwise it needs to be defined | string |  |  | 1 | 50 |  |  |  |  | TRUE | TRUE | Foreign Key | fk AreaMeasurementRentalUnit.RentalUnitId to RentalUnit.RentalUnitId | 0..n | B-RU-10293
DigitalTwin | AreaMeasurementSite | AreaMeasurementId | Unique identifier either coming from previous system otherwise it needs to be defined | string |  |  | 1 | 50 |  |  |  |  | TRUE | TRUE | Foreign Key | fk AreaMeasurementSite.AreaMeasurementId to AreaMeasurement.AreaMeasurementId | 0..1 | AM-CH-SE-2312
DigitalTwin | AreaMeasurementSite | SiteId | Unique identifier either coming from previous system otherwise it needs to be defined | string |  |  | 1 | 50 |  |  |  |  | TRUE | TRUE | Foreign Key | fk AreaMeasurementSite.SiteId to Site.SiteId | 0..n | AE-DE-02
DigitalTwin | AreaMeasurementSpace | AreaMeasurementId | Unique identifier either coming from previous system otherwise it needs to be defined | string |  |  | 1 | 50 |  |  |  |  | TRUE | TRUE | Foreign Key | fk AreaMeasurementSpace.AreaMeasurementId to AreaMeasurement.AreaMeasurementId | 0..1 | AM-CH-SE-2312312
DigitalTwin | AreaMeasurementSpace | SpaceId | Unique identifier either coming from previous system otherwise it needs to be defined | string |  |  | 1 | 50 |  |  |  |  | TRUE | TRUE | Foreign Key | fk AreaMeasurementSpace.SpaceId to Space.SpaceId | 0..n | SE-CH-F-01-21
DigitalTwin | AreaMeasurementUnit | AreaMeasurementId | Unique identifier either coming from previous system otherwise it needs to be defined | string |  |  | 1 | 50 |  |  |  |  | TRUE | TRUE | Foreign Key | fk AreaMeasurementUnit.AreaMeasurementId to AreaMeasurement.AreaMeasurementId | 0..1 | Am-UN-SE-CH-2341-02
DigitalTwin | AreaMeasurementUnit | UnitId | Unique identifier either coming from previous system otherwise it needs to be defined | string |  |  | 1 | 50 |  |  |  |  | TRUE | TRUE | Foreign Key | fk AreaMeasurementUnit.UnitId to Unit.UnitId | 0..n | UN-SE-CH-2341-02
DigitalTwin | AutomaticTransferSwitch | AutomaticTransferSwitchId | Unique identifier either coming from previous system otherwise it needs to be defined | string |  |  | 1 | 50 |  |  |  |  | TRUE | TRUE |  |  |  | TS-115
DigitalTwin | AutomaticTransferSwitch | TransferSwitchId | Unique identifier either coming from previous system otherwise it needs to be defined | string |  |  | 1 | 50 |  |  |  |  | TRUE | FALSE | Foreign Key | fk AutomaticTransferSwitch.TransferSwitchId to TransferSwitch.TransferSwitchId | 0..n | TS-115
DigitalTwin | AutomaticTransferSwitch | MainBusMaterial | Material | string |  |  | 1 | 50 |  |  |  |  | FALSE | FALSE
DigitalTwin | AutomaticTransferSwitch | MainBusCurrentRating | Current rating | number | 19 | 6 | [5 empty] | V | FALSE | FALSE |  |  |  | 220
DigitalTwin | AutomaticTransferSwitch | Poles | Poles | integer | [8 empty] | FALSE | FALSE |  |  |  | 4
DigitalTwin | AutomaticTransferSwitch | MainsRating | Mains rating | number | 19 | 6 | [5 empty] | V | FALSE | FALSE |  |  |  | 220
DigitalTwin | AutomaticTransferSwitch | TransitionType | Transition type | string |  |  | 1 | 50 |  |  |  |  | FALSE | FALSE
DigitalTwin | AutomaticTransferSwitch | SwitchingMechanism | Switching Mechanism | string |  |  | 1 | 50 |  |  |  |  | FALSE | FALSE
DigitalTwin | BacNetController | BacNetControllerId | Unique identifier either coming from previous system otherwise it needs to be defined | string |  |  | 1 | 50 |  |  |  |  | TRUE | TRUE |  |  |  | BNC2816
DigitalTwin | BacNetController | ControllerId | Unique identifier either coming from previous system otherwise it needs to be defined | string |  |  | 1 | 50 |  |  |  |  | TRUE | FALSE | Foreign Key | fk BacNetController.ControllerId to Controller.ControllerId | 0..n | C1
DigitalTwin | BacNetController | Address | Bac net controller address | string |  |  | 1 | 50 |  |  |  |  | FALSE | FALSE |  |  |  | G1
DigitalTwin | BacNetController | RegistrationId | Registration id | string |  |  | 1 | 50 |  |  |  |  | FALSE | FALSE |  |  |  | G1
DigitalTwin | BacNetController | RegistrationKey | Registration key | string |  |  | 1 | 50 |  |  |  |  | FALSE | FALSE |  |  |  | G1
DigitalTwin | BacNetController | ConnectorId | Registration id | string |  |  | 1 | 50 |  |  |  |  | FALSE | FALSE |  |  |  | G1
DigitalTwin | BacNetController | Enabled | Enabled (Y/N) | boolean | [8 empty] | FALSE | FALSE |  |  |  | true
DigitalTwin | BacNetController | Detected | Detected (Y/N) | boolean | [8 empty] | FALSE | FALSE |  |  |  | true
DigitalTwin | Boiler | BoilerId | Unique identifier either coming from previous system otherwise it needs to be defined | string |  |  | 1 | 50 |  |  |  |  | TRUE | TRUE |  |  |  | B-1
DigitalTwin | Boiler | ComponentTypeId | Unique identifier either coming from previous system otherwise it needs to be defined | string |  |  | 1 | 50 |  |  |  |  | TRUE | FALSE | Foreign Key | fk Boiler.ComponentTypeId to ComponentType.ComponentTypeId | 0..n | T-2615
DigitalTwin | Boiler | Type | Boiler type | string |  |  | 1 | 50 |  |  |  |  | FALSE | FALSE
DigitalTwin | Boiler | TankCapacity | Tank capacity | number | 19 | 6 | [5 empty] | cubm | FALSE | FALSE
DigitalTwin | Boiler | PowerInput | Power input | number | 19 | 6 | [5 empty] | kW | FALSE | FALSE |  |  |  | 12
DigitalTwin | Boiler | PowerOutput | Power output | number | 19 | 6 | [5 empty] | kW | FALSE | FALSE |  |  |  | 12
DigitalTwin | Boiler | Medium | Medium of boiler | string |  |  | 1 | 50 |  |  |  |  | FALSE | FALSE
DigitalTwin | Boiler | Recovery100FRise | Recovery rate to 100 frise in l per hour | number | 19 | 6 | [5 empty] | l/h | FALSE | FALSE |  |  |  | 18
DigitalTwin | Building | BuildingId | Unique identifier either coming from previous system otherwise it needs to be defined | string |  |  | 1 | 50 |  |  |  |  | TRUE | TRUE |  |  |  | SE-CH-2341
DigitalTwin | Building | SiteId | Reference to the Site which the building belongs to | string |  |  | 1 | 50 |  |  |  |  | TRUE | FALSE | Foreign Key | fk Building.SiteId to Site.SiteId | 0..n | AE-DE-02
DigitalTwin | Building | Name | User specific building name e.g: EMEA Headquarter, Office Berlin | string |  |  | 1 | 200 |  |  |  |  | TRUE | FALSE |  |  |  | HQ Berlin
DigitalTwin | Building | BuildingCode | User specific Building Code | string |  |  | 1 | 70 |  |  |  |  | FALSE | FALSE |  |  |  | BC001
DigitalTwin | Building | PrimaryTypeOfBuilding | Type of building use | string |  |  | 1 | 75 | Retail ¦ Retail, High Street ¦ Retail, Retail Centers ¦ Retail, Shopping Center ¦ Retail, Strip Mall ¦ Retail, Lifestyle Center ¦ Retail, Warehouse ¦ Retail, Restaurants/Bars ¦ Retail, Other ¦ Office ¦ Office, Corporate ¦ Office, Low-Rise Office ¦ Office, Mid-Rise Office ¦ Office, High-Rise Office ¦ Office, Medical Office ¦ Office, Business Park ¦ Office, Other ¦ Industrial ¦ Industrial, Distribution Warehouse ¦ Industrial, Industrial Park ¦ Industrial, Manufacturing ¦ Industrial, Other ¦ Residential ¦ Residential, Multi-Family ¦ Residential, Low-Rise Multi-Family ¦ Residential, Mid-Rise Multi-Family ¦ Residential, High-Rise Multi-Family ¦ Residential, Family Homes ¦ Residential, Student Housing ¦ Residential, Retirement Living ¦ Residential, Other ¦ Hotel ¦ Lodging, Leisure & Recreation ¦ Lodging, Leisure & Recreation, Indoor Arena ¦ Lodging, Leisure & Recreation, Fitness Center ¦ Lodging, Leisure & Recreation, Performing Arts ¦ Lodging, Leisure & Recreation, Swimming Center ¦ Lodging, Leisure & Recreation, Museum/Gallery ¦ Lodging, Leisure & Recreation, Other ¦ Education ¦ Education, School ¦ Education, University ¦ Education, Library ¦ Education, Other ¦ Technology/Science ¦ Technology/Science, Data Center ¦ Technology/Science, Laboratory/Life sciences ¦ Technology/Science, Other ¦ Health Care ¦ Health Care, Health Care Center ¦ Health Care, Senior Homes ¦ Health Care, Other ¦ Mixed Use ¦ Mixed Use, Office/Retail ¦ Mixed Use, Office/Residential ¦ Mixed Use, Office/Industrial ¦ Mixed Use, Other ¦ Other ¦ Other, Parking (Indoors) ¦ Other, Self-Storage |  |  |  | TRUE | FALSE |  |  |  | Industrial, Industrial Park
DigitalTwin | Building | SecondaryTypeOfBuilding | Second type of building use | string |  |  | 1 | 75 | Retail ¦ Retail, High Street ¦ Retail, Retail Centers ¦ Retail, Shopping Center ¦ Retail, Strip Mall ¦ Retail, Lifestyle Center ¦ Retail, Warehouse ¦ Retail, Restaurants/Bars ¦ Retail, Other ¦ Office ¦ Office, Corporate ¦ Office, Low-Rise Office ¦ Office, Mid-Rise Office ¦ Office, High-Rise Office ¦ Office, Medical Office ¦ Office, Business Park ¦ Office, Other ¦ Industrial ¦ Industrial, Distribution Warehouse ¦ Industrial, Industrial Park ¦ Industrial, Manufacturing ¦ Industrial, Other ¦ Residential ¦ Residential, Multi-Family ¦ Residential, Low-Rise Multi-Family ¦ Residential, Mid-Rise Multi-Family ¦ Residential, High-Rise Multi-Family ¦ Residential, Family Homes ¦ Residential, Student Housing ¦ Residential, Retirement Living ¦ Residential, Other ¦ Hotel ¦ Lodging, Leisure & Recreation ¦ Lodging, Leisure & Recreation, Indoor Arena ¦ Lodging, Leisure & Recreation, Fitness Center ¦ Lodging, Leisure & Recreation, Performing Arts ¦ Lodging, Leisure & Recreation, Swimming Center ¦ Lodging, Leisure & Recreation, Museum/Gallery ¦ Lodging, Leisure & Recreation, Other ¦ Education ¦ Education, School ¦ Education, University ¦ Education, Library ¦ Education, Other ¦ Technology/Science ¦ Technology/Science, Data Center ¦ Technology/Science, Laboratory/Life sciences ¦ Technology/Science, Other ¦ Health Care ¦ Health Care, Health Care Center ¦ Health Care, Senior Homes ¦ Health Care, Other ¦ Mixed Use ¦ Mixed Use, Office/Retail ¦ Mixed Use, Office/Residential ¦ Mixed Use, Office/Industrial ¦ Mixed Use, Other ¦ Other ¦ Other, Parking (Indoors) ¦ Other, Self-Storage |  |  |  | FALSE | FALSE |  |  |  | Industrial, Manufacturing
DigitalTwin | Building | EnergyEfficiencyClass | Energy Efficiency Class of Building | string |  |  | 1 | 50 |  |  |  |  | FALSE | FALSE |  |  |  | C
DigitalTwin | Building | ValidFrom | The records can be used from this date onwards in yyyy-mm-ddThh:mm:ssZ form (conform to ISO 8061) | date-time | [8 empty] | TRUE | FALSE
DigitalTwin | Building | ValidUntil | The records can be used until this date in yyyy-mm-ddThh:mm:ssZ form (conform to ISO 8061) | date-time | [8 empty] | TRUE | FALSE
DigitalTwin | Building | ConstructionYear | Year of construction in yyyy-mm-ddThh:mm:ssZ form (conform ISO 8061). In case only year exists use yyyy-01-01 00:00:00. | date-time | [8 empty] | FALSE | FALSE
DigitalTwin | Building | YearOfLastRefurbishment | Year of last refurbishment took place in yyyy-mm-ddThh:mm:ssZ form (conform ISO 8061). In case only year exists use yyyy-01-01 00:00:00. | date-time | [8 empty] | FALSE | FALSE
DigitalTwin | Building | MonumentProtection | The building is declared to be an ancient monument with national importance by the government | boolean | [8 empty] | FALSE | FALSE |  |  |  | true
DigitalTwin | Building | TypeOfOwnership | Is the building owned or leased. | string |  |  | 1 | 50 | Owner ¦ Tenant |  |  |  | TRUE | FALSE |  |  |  | Owner
DigitalTwin | Building | SelfUse | Is building self used or not (Y/N) | boolean | [8 empty] | FALSE | FALSE |  |  |  | true
DigitalTwin | Building | TenantStructure | Is there multiple tenants in the building or only one | string |  |  | 1 | 50 | Single-tenant ¦ Multi-tenant |  |  |  | FALSE | FALSE |  |  |  | Single-tenant
DigitalTwin | Building | ParkingSpaces | Number of parking spaces | integer | [5 empty] | 0 | 9999 |  | FALSE | FALSE |  |  |  | 89
DigitalTwin | Building | ElectricVehicleChargingStations | Number of electric vehicle charging stations | integer | [5 empty] | 0 | 9999 |  | FALSE | FALSE |  |  |  | 50
DigitalTwin | Building | PrimaryEnergyType | Type of energy used | string |  |  | 1 | 50 | Natural Gas ¦ Coal ¦ Nuclear ¦ Petroleum ¦ Hydropower ¦ Wind ¦ Biomass ¦ Geothermal ¦ Solar |  |  |  | FALSE | FALSE
DigitalTwin | Building | PrimaryWaterType | Type of water used | string |  |  | 1 | 50 |  |  |  |  | FALSE | FALSE
DigitalTwin | Building | PrimaryHeatingType | Primary Type of heating | string |  |  | 1 | 50 | District heating ¦ Natural gas ¦ Oil-based fuels ¦ Solar thermal ¦ Unspecified ¦ Heat pump ¦ Electricity (radiator) ¦ Biomass ¦ Micro combined heat and power |  |  |  | FALSE | FALSE |  |  |  | District Heating
DigitalTwin | Building | SecondaryHeatingType | Secondary Type of heating | string |  |  | 1 | 50 | District heating ¦ Natural gas ¦ Oil-based fuels ¦ Solar thermal ¦ Unspecified ¦ Heat pump ¦ Electricity (radiator) |  |  |  | FALSE | FALSE |  |  |  | Solar thermal
DigitalTwin | Building | AirConditioning | Does the building have air conditioning (Y/N) (Needed for precise future emissions projection of building) | boolean | [8 empty] | FALSE | FALSE |  |  |  | true
DigitalTwin | Building | Status | Status of building | string |  |  | 1 | 50 |  |  |  |  | FALSE | FALSE |  |  |  | Renovation
DigitalTwin | CeilingFan | CeilingFanId | Unique identifier either coming from previous system otherwise it needs to be defined | string |  |  | 1 | 50 |  |  |  |  | TRUE | TRUE |  |  |  | HV-1
DigitalTwin | CeilingFan | HvacFanId | Unique identifier either coming from previous system otherwise it needs to be defined | string |  |  | 1 | 50 |  |  |  |  | TRUE | FALSE | Foreign Key | fk CeilingFan.HvacFanId to HvacFan.HvacFanId | 0..n | HV-1
DigitalTwin | CeilingFan | DriveType | Ceiling fan drive type | string |  |  | 1 | 50 |  |  |  |  | FALSE | FALSE
DigitalTwin | CeilingFan | NominalAirflow | Nominal airflow | number | 19 | 6 | [5 empty] | cubm/h | FALSE | FALSE
DigitalTwin | CeilingFan | MotorPower | Motor power | number | 19 | 6 | [5 empty] | kW | FALSE | FALSE
DigitalTwin | CeilingFan | MinAirflowRating | Min flow capacity | number | 19 | 6 | [5 empty] | cubm/h | FALSE | FALSE |  |  |  | 10
DigitalTwin | CeilingFan | MaxAirflowRating | Max flow capacity | number | 19 | 6 | [5 empty] | cubm/h | FALSE | FALSE |  |  |  | 150
DigitalTwin | CeilingFan | MaxRotationSpeed | Max rotation speed in rotations per minute | number | 19 | 6 | [5 empty] | rpm | FALSE | FALSE |  |  |  | 120
DigitalTwin | CeilingFan | BladeDiameter | Blade diameter of ceiling fan | number | 19 | 6 | [5 empty] | mm | FALSE | FALSE |  |  |  | 1000
DigitalTwin | CeilingFan | Type | Ceiling fan type | string |  |  | 1 | 50 |  |  |  |  | FALSE | FALSE
DigitalTwin | CeilingFan | FanNominalAirflow | Fan nominal airflow | number | 19 | 6 | [5 empty] | cubm/h | FALSE | FALSE
DigitalTwin | CeilingFan | FanMotorPower | Fan motor power | number | 19 | 6 | [5 empty] | kW | FALSE | FALSE
DigitalTwin | CeilingFan | FanMinAirflowRating | Fan min flow capacity | number | 19 | 6 | [5 empty] | cubm/h | FALSE | FALSE |  |  |  | 10
DigitalTwin | CeilingFan | FanMaxAirflowRating | Fan max flow capacity | number | 19 | 6 | [5 empty] | cubm/h | FALSE | FALSE |  |  |  | 150
DigitalTwin | CeilingFan | FanDriveType | Fan fan drive type | string |  |  | 1 | 50 |  |  |  |  | FALSE | FALSE
DigitalTwin | CeilingFan | FanName | Name of fan | string |  |  | 1 | 200 |  |  |  |  | FALSE | FALSE |  |  |  | Door
DigitalTwin | CeilingFan | FanCommissionDate | Fan commission date in yyyy-mm-ddThh:mm:ssZ form (conform to ISO 8061) | date-time | [8 empty] | FALSE | FALSE
DigitalTwin | CeilingFan | FanExpectedEndOfLife | Fan expected end of life date in yyyy-mm-ddThh:mm:ssZ form (conform to ISO 8061) | date-time | [8 empty] | FALSE | FALSE
DigitalTwin | CeilingFan | FanDurationLifeYear | Fan life span of component in years | integer | [5 empty] | 1 | 99 |  | FALSE | FALSE
DigitalTwin | CeilingFan | FanExpectedReplacementCost | Fan expected replacement costs | number | 28 | 4 |  |  |  | 1 | 999999 |  | FALSE | FALSE |  |  |  | 223.21
DigitalTwin | CeilingFan | FanInitialCost | Fan initial cost | number | 28 | 4 |  |  |  | 1 | 999999 |  | FALSE | FALSE |  |  |  | 223.21
DigitalTwin | CeilingFan | Currency | Currency | string |  |  | 1 | 50 | AFN ¦ ALL ¦ DZD ¦ USD ¦ EUR ¦ AOA ¦ XCD ¦ ARS ¦ AMD ¦ AWG ¦ AUD ¦ AZN ¦ BSD ¦ BHD ¦ BDT ¦ BBD ¦ BYN ¦ BZD ¦ XOF ¦ BMD ¦ BTN ¦ INR ¦ BOB ¦ BOV ¦ BAM ¦ BWP ¦ NOK ¦ BRL ¦ BND ¦ BGN ¦ BIF ¦ CVE ¦ KHR ¦ XAF ¦ CAD ¦ KYD ¦ CLF ¦ CLP ¦ CNY ¦ COP ¦ COU ¦ KMF ¦ CDF ¦ NZD ¦ CRC ¦ HRK ¦ CUC ¦ CUP ¦ ANG ¦ CZK ¦ DKK ¦ DJF ¦ DOP ¦ EGP ¦ SVC ¦ ERN ¦ ETB ¦ FKP ¦ FJD ¦ XPF ¦ GMD ¦ GEL ¦ GHS ¦ GIP ¦ GTQ ¦ GBP ¦ GNF ¦ GYD ¦ HTG ¦ HNL ¦ HKD ¦ HUF ¦ ISK ¦ IDR ¦ XDR ¦ IRR ¦ IQD ¦ ILS ¦ JMD ¦ JPY ¦ JOD ¦ KZT ¦ KES ¦ KPW ¦ KRW ¦ KWD ¦ KGS ¦ LAK ¦ LBP ¦ LSL ¦ ZAR ¦ LRD ¦ LYD ¦ CHF ¦ MOP ¦ MGA ¦ MWK ¦ MYR ¦ MVR ¦ MRU ¦ MUR ¦ XUA ¦ MXN ¦ MXV ¦ MDL ¦ MNT ¦ MAD ¦ MZN ¦ MMK ¦ NAD ¦ NPR ¦ NIO ¦ NGN ¦ OMR ¦ PKR ¦ PAB ¦ PGK ¦ PYG ¦ PEN ¦ PHP ¦ PLN ¦ QAR ¦ MKD ¦ RON ¦ RUB ¦ RWF ¦ SHP ¦ WST ¦ STN ¦ SAR ¦ RSD ¦ SCR ¦ SLL ¦ SGD ¦ XSU ¦ SBD ¦ SOS ¦ SSP ¦ LKR ¦ SDG ¦ SRD ¦ SZL ¦ SEK ¦ CHE ¦ CHW ¦ SYP ¦ TWD ¦ TJS ¦ TZS ¦ THB ¦ TOP ¦ TTD ¦ TND ¦ TRY ¦ TMT ¦ UGX ¦ UAH ¦ AED ¦ USN ¦ UYI ¦ UYU ¦ UZS ¦ VUV ¦ VEF ¦ VED ¦ VND ¦ YER ¦ ZMW ¦ ZWL |  |  |  | FALSE | FALSE |  |  |  | EUR
DigitalTwin | CeilingFan | FanInstallationDate | Installation date in yyyy-mm-ddThh:mm:ssZ form (conform to ISO 8061) | date-time | [8 empty] | FALSE | FALSE
DigitalTwin | CeilingFan | FanMaintenanceInterval | Fan maintenance interval either as string: monthly, quarterly, etc. or as month | string |  |  | 1 | 50 |  |  |  |  | FALSE | FALSE |  |  |  | quarterly
DigitalTwin | CeilingFan | FanTurnoverDate | Fan turnover date in yyyy-mm-ddThh:mm:ssZ form (conform to ISO 8061) | date-time | [8 empty] | FALSE | FALSE
DigitalTwin | CeilingFan | FanModelNumber | Model number of fan | string |  |  | 1 | 50 |  |  |  |  | FALSE | FALSE |  |  |  | xan51425612
DigitalTwin | CeilingFan | FanTagNumber | Fan tag number | string |  |  | 1 | 50 |  |  |  |  | FALSE | FALSE |  |  |  | 27465192
DigitalTwin | CeilingFan | FanSerialNumber | Serial number of fan | string |  |  | 1 | 50 |  |  |  |  | FALSE | FALSE |  |  |  | xan51425612
DigitalTwin | CeilingFan | DuctInletSize | Duct inlet size | number | 19 | 6 | [5 empty] | mm | FALSE | FALSE
DigitalTwin | CeilingFan | DuctInletShape | Duct inlet shape | number | 19 | 6 | [5 empty] | mm | FALSE | FALSE
DigitalTwin | CeilingFan | DuctInletConfiguration | Duct inlet configuration | string |  |  | 1 | 200 |  |  |  |  | FALSE | FALSE
DigitalTwin | CeilingFan | DuctInletName | Name of Duct inlet | string |  |  | 1 | 200 |  |  |  |  | FALSE | FALSE |  |  |  | Door
DigitalTwin | CeilingFan | DuctInletCommissionDate | Commission date if duct inlet in yyyy-mm-ddThh:mm:ssZ form (conform to ISO 8061) | date-time | [8 empty] | FALSE | FALSE
DigitalTwin | CeilingFan | DuctInletExpectedEndOfLife | Expected end of life date in yyyy-mm-ddThh:mm:ssZ form (conform to ISO 8061) | date-time | [8 empty] | FALSE | FALSE
DigitalTwin | CeilingFan | DuctInletExpectedReplacementCost | Duct inlet expected replacement costs | number | 28 | 4 |  |  |  | 1 | 999999 |  | FALSE | FALSE |  |  |  | 223.21
DigitalTwin | CeilingFan | DuctInletInitialCost | Duct inlet initial cost | number | 28 | 4 |  |  |  | 1 | 999999 |  | FALSE | FALSE |  |  |  | 223.21
DigitalTwin | CeilingFan | DuctInletCurrency | Currency | string |  |  | 1 | 50 | AFN ¦ ALL ¦ DZD ¦ USD ¦ EUR ¦ AOA ¦ XCD ¦ ARS ¦ AMD ¦ AWG ¦ AUD ¦ AZN ¦ BSD ¦ BHD ¦ BDT ¦ BBD ¦ BYN ¦ BZD ¦ XOF ¦ BMD ¦ BTN ¦ INR ¦ BOB ¦ BOV ¦ BAM ¦ BWP ¦ NOK ¦ BRL ¦ BND ¦ BGN ¦ BIF ¦ CVE ¦ KHR ¦ XAF ¦ CAD ¦ KYD ¦ CLF ¦ CLP ¦ CNY ¦ COP ¦ COU ¦ KMF ¦ CDF ¦ NZD ¦ CRC ¦ HRK ¦ CUC ¦ CUP ¦ ANG ¦ CZK ¦ DKK ¦ DJF ¦ DOP ¦ EGP ¦ SVC ¦ ERN ¦ ETB ¦ FKP ¦ FJD ¦ XPF ¦ GMD ¦ GEL ¦ GHS ¦ GIP ¦ GTQ ¦ GBP ¦ GNF ¦ GYD ¦ HTG ¦ HNL ¦ HKD ¦ HUF ¦ ISK ¦ IDR ¦ XDR ¦ IRR ¦ IQD ¦ ILS ¦ JMD ¦ JPY ¦ JOD ¦ KZT ¦ KES ¦ KPW ¦ KRW ¦ KWD ¦ KGS ¦ LAK ¦ LBP ¦ LSL ¦ ZAR ¦ LRD ¦ LYD ¦ CHF ¦ MOP ¦ MGA ¦ MWK ¦ MYR ¦ MVR ¦ MRU ¦ MUR ¦ XUA ¦ MXN ¦ MXV ¦ MDL ¦ MNT ¦ MAD ¦ MZN ¦ MMK ¦ NAD ¦ NPR ¦ NIO ¦ NGN ¦ OMR ¦ PKR ¦ PAB ¦ PGK ¦ PYG ¦ PEN ¦ PHP ¦ PLN ¦ QAR ¦ MKD ¦ RON ¦ RUB ¦ RWF ¦ SHP ¦ WST ¦ STN ¦ SAR ¦ RSD ¦ SCR ¦ SLL ¦ SGD ¦ XSU ¦ SBD ¦ SOS ¦ SSP ¦ LKR ¦ SDG ¦ SRD ¦ SZL ¦ SEK ¦ CHE ¦ CHW ¦ SYP ¦ TWD ¦ TJS ¦ TZS ¦ THB ¦ TOP ¦ TTD ¦ TND ¦ TRY ¦ TMT ¦ UGX ¦ UAH ¦ AED ¦ USN ¦ UYI ¦ UYU ¦ UZS ¦ VUV ¦ VEF ¦ VED ¦ VND ¦ YER ¦ ZMW ¦ ZWL |  |  |  | FALSE | FALSE |  |  |  | EUR
DigitalTwin | CeilingFan | DuctInletInstallationDate | Duct inlet Installation date in yyyy-mm-ddThh:mm:ssZ form (conform to ISO 8061) | date-time | [8 empty] | FALSE | FALSE
DigitalTwin | CeilingFan | DuctInletMaintenanceInterval | Duct inlet maintenance interval either as string: monthly, quarterly, etc. or as month | string |  |  | 1 | 50 |  |  |  |  | FALSE | FALSE |  |  |  | quarterly
DigitalTwin | CeilingFan | DuctInletTurnoverDate | Duct inlet turnover date in yyyy-mm-ddThh:mm:ssZ form (conform to ISO 8061) | date-time | [8 empty] | FALSE | FALSE
DigitalTwin | CeilingFan | DuctInletModel | Duct inlet model number | string |  |  | 1 | 200 |  |  |  |  | FALSE | FALSE |  |  |  | 17240-K28-910
DigitalTwin | CeilingFan | DuctInletTagNumber | Tag number | string |  |  | 1 | 50 |  |  |  |  | FALSE | FALSE |  |  |  | 271836
DigitalTwin | CeilingFan | DuctInletSerialNumber | Serial number of component | string |  |  | 1 | 50 |  |  |  |  | FALSE | FALSE |  |  |  | DI2718
DigitalTwin | Certificate | CertificateId | Unique identifier either coming from previous system otherwise it needs to be defined | string |  |  | 1 | 50 |  |  |  |  | TRUE | TRUE |  |  |  | CE-B8-2414
DigitalTwin | Certificate | Name | Name of Certificate | string |  |  | 1 | 200 |  |  |  |  | TRUE | FALSE |  |  |  | DGNB Platin
DigitalTwin | Certificate | Type | Type of Certificate e.g: LEED, BREEAM, DGNB | string |  |  | 1 | 50 |  |  |  |  | TRUE | FALSE |  |  |  | LEED
DigitalTwin | Certificate | CertificateValue | Score, grade if applicable for the certificate | string |  |  | 1 | 50 |  |  |  |  | TRUE | FALSE |  |  |  | Platin
DigitalTwin | Certificate | IssuingDate | Date certificate was issued in yyyy-mm-ddThh:mm:ssZ form (conform to ISO 8061) | date-time | [8 empty] | FALSE | FALSE
DigitalTwin | Certificate | ValidFrom | Date certificate is valid from in yyyy-mm-ddThh:mm:ssZ form (conform to ISO 8061) | date-time | [8 empty] | TRUE | FALSE
DigitalTwin | Certificate | ValidUntil | Date certificate expires in yyyy-mm-ddThh:mm:ssZ form (conform to ISO 8061) | date-time | [8 empty] | TRUE | FALSE
DigitalTwin | Certificate | CertificateUrl | Certificate Url | string |  |  | 1 | 200 |  |  |  |  | FALSE | FALSE
DigitalTwin | Certificate | DocumentId | Link to document | string |  |  | 1 | 50 |  |  |  |  | FALSE | FALSE
DigitalTwin | CertificateBuilding | CertificateId | Unique identifier either coming from previous system otherwise it needs to be defined | string |  |  | 1 | 50 |  |  |  |  | TRUE | TRUE | Foreign Key | fk CertificateBuilding.CertificateId to Certificate.CertificateId | 0..n | CE-B8-2414
DigitalTwin | CertificateBuilding | BuildingId | Unique identifier either coming from previous system otherwise it needs to be defined | string |  |  | 1 | 50 |  |  |  |  | TRUE | TRUE | Foreign Key | fk CertificateBuilding.BuildingId to Building.BuildingId | 0..n | SE-CH-2341
DigitalTwin | CertificateComponent | CertificateId | Unique identifier either coming from previous system otherwise it needs to be defined | string |  |  | 1 | 50 |  |  |  |  | TRUE | TRUE | Foreign Key | fk CertificateComponent.CertificateId to Certificate.CertificateId | 0..n | CE-B8-2414
DigitalTwin | CertificateComponent | ComponentId | Unique identifier either coming from previous system otherwise it needs to be defined | string |  |  | 1 | 50 |  |  |  |  | TRUE | TRUE | Foreign Key | fk CertificateComponent.ComponentId to Component.ComponentId | 0..n | C-01
DigitalTwin | CertificateSystem | CertificateId | Unique identifier either coming from previous system otherwise it needs to be defined | string |  |  | 1 | 50 |  |  |  |  | TRUE | TRUE | Foreign Key | fk CertificateSystem.CertificateId to Certificate.CertificateId | 0..n | CE-B8-2414
DigitalTwin | CertificateSystem | SystemId | Unique identifier either coming from previous system otherwise it needs to be defined | string |  |  | 1 | 50 |  |  |  |  | TRUE | TRUE | Foreign Key | fk CertificateSystem.SystemId to System.SystemId | 0..n | S-17281
DigitalTwin | CertificateValuation | CertificateId | Unique identifier either coming from previous system otherwise it needs to be defined | string |  |  | 1 | 50 |  |  |  |  | TRUE | TRUE | Foreign Key | fk CertificateValuation.CertificateId to Certificate.CertificateId | 0..n | CE-B8-2414
DigitalTwin | CertificateValuation | ValuationId | Unique identifier either coming from previous system otherwise it needs to be defined | string |  |  | 1 | 50 |  |  |  |  | TRUE | TRUE | Foreign Key | fk CertificateValuation.ValuationId to Valuation.ValuationId | 0..n | V021
DigitalTwin | Chiller | ChillerId | Unique identifier either coming from previous system otherwise it needs to be defined | string |  |  | 1 | 50 |  |  |  |  | TRUE | TRUE |  |  |  | CU-1
DigitalTwin | Chiller | ComponentTypeId | Unique identifier either coming from previous system otherwise it needs to be defined | string |  |  | 1 | 50 |  |  |  |  | TRUE | FALSE | Foreign Key | fk Chiller.ComponentTypeId to ComponentType.ComponentTypeId | 0..n | T-2615
DigitalTwin | Chiller | Type | Chiller type | string |  |  | 1 | 50 |  |  |  |  | FALSE | FALSE
DigitalTwin | Chiller | RefrigerantType | Refrigerant type | string |  |  | 1 | 50 |  |  |  |  | FALSE | FALSE
DigitalTwin | Chiller | NominalCoolingCapacity | Nominal cooling capacity | number | 19 | 6 | [5 empty] | kW | FALSE | FALSE
DigitalTwin | Chiller | NetSensibleCoolingCapacity | Net sensible cooling capacity | number | 19 | 6 | [5 empty] | kW | FALSE | FALSE
DigitalTwin | Chiller | CompressorType | Compressor type | string |  |  | 1 | 50 |  |  |  |  | FALSE | FALSE
DigitalTwin | CoGenerator | CoGeneratorId | Unique identifier either coming from previous system otherwise it needs to be defined | string |  |  | 1 | 50 |  |  |  |  | TRUE | TRUE |  |  |  | T-2615
DigitalTwin | CoGenerator | GeneratorId | Unique identifier either coming from previous system otherwise it needs to be defined | string |  |  | 1 | 50 |  |  |  |  | TRUE | FALSE | Foreign Key | fk CoGenerator.GeneratorId to Generator.GeneratorId | 0..n | T-2615
DigitalTwin | CoGenerator | OutputVoltage | Output voltage | number | 19 | 6 | [5 empty] | V | FALSE | FALSE |  |  |  | 220
DigitalTwin | CoGenerator | OutputPhases | Output phases | string |  |  | 1 | 50 |  |  |  |  | FALSE | FALSE
DigitalTwin | CoGenerator | ModeOfOperation | Mode of operation | string |  |  | 1 | 50 |  |  |  |  | FALSE | FALSE
DigitalTwin | CoGenerator | FuelType | Fuel type | string |  |  | 1 | 50 |  |  |  |  | FALSE | FALSE
DigitalTwin | CoGenerator | Frequency | Frequency | string |  |  | 1 | 50 |  |  |  |  | FALSE | FALSE
DigitalTwin | CoGenerator | DayTankCapacity | Day tank capacity | number | 19 | 6 | [5 empty] | cubm | FALSE | FALSE
DigitalTwin | CoGenerator | BulkStorageCapacity | Bulk storage capacity | number | 19 | 6 | [5 empty] | cubm | FALSE | FALSE
DigitalTwin | CoGenerator | StandbyPowerKva | Standby power kva | number | 19 | 6 | [5 empty] | kVA | FALSE | FALSE |  |  |  | 12
DigitalTwin | CoGenerator | StandbyPower | Standby power | number | 19 | 6 | [5 empty] | kW | FALSE | FALSE |  |  |  | 12
DigitalTwin | CoGenerator | PrimePowerKva | Prime power kva | number | 19 | 6 | [5 empty] | kVA | FALSE | FALSE |  |  |  | 12
DigitalTwin | CoGenerator | PrimePower | Standby power | number | 19 | 6 | [5 empty] | kW | FALSE | FALSE |  |  |  | 12
DigitalTwin | Component | ComponentId | Unique identifier either coming from previous system otherwise it needs to be defined | string |  |  | 1 | 50 |  |  |  |  | TRUE | TRUE |  |  |  | C-01
DigitalTwin | Component | ComponentTypeId | Unique identifier either coming from previous system otherwise it needs to be defined | string |  |  | 1 | 50 |  |  |  |  | TRUE | FALSE | Foreign Key | fk Component.ComponentTypeId to ComponentType.ComponentTypeId | 0..n | T-2615
DigitalTwin | Component | Name | Name of component | string |  |  | 1 | 200 |  |  |  |  | TRUE | FALSE |  |  |  | HVAC valve 4261
DigitalTwin | Component | Type | Type of component | string |  |  | 1 | 50 |  |  |  |  | TRUE | FALSE |  |  |  | HVAC valve
DigitalTwin | Component | Counter | Counter of component | integer | [5 empty] | 1 | 99999 |  | FALSE | FALSE
DigitalTwin | Component | Description | Description of component | string |  |  | 1 | 200 |  |  |  |  | FALSE | FALSE
DigitalTwin | Component | ConditionStatus | Condition of component | string |  |  | 1 | 50 | Defect ¦ Good ¦ Not Available |  |  |  | TRUE | FALSE |  |  |  | Good
DigitalTwin | Component | DurationLifeYear | Life span of component in years | integer | [5 empty] | 1 | 99 |  | TRUE | FALSE
DigitalTwin | Component | WarrantyStartDate | Warranty start date in yyyy-mm-ddThh:mm:ssZ form (conform to ISO 8061) | date-time | [8 empty] | TRUE | FALSE
DigitalTwin | Component | TurnoverDate | Turnover date in yyyy-mm-ddThh:mm:ssZ form (conform to ISO 8061) | date-time | [8 empty] | FALSE | FALSE
DigitalTwin | Component | CommissionDate | Commission date in yyyy-mm-ddThh:mm:ssZ form (conform to ISO 8061) | date-time | [8 empty] | FALSE | FALSE
DigitalTwin | Component | ExpectedEndOfLife | Expected end of life date in yyyy-mm-ddThh:mm:ssZ form (conform to ISO 8061) | date-time | [8 empty] | FALSE | FALSE
DigitalTwin | Component | SerialNumber | Serial number of component | string |  |  | 1 | 50 |  |  |  |  | TRUE | FALSE |  |  |  | xan51425612
DigitalTwin | Component | TagNumber | Tag number | string |  |  | 1 | 50 |  |  |  |  | FALSE | FALSE |  |  |  | 27465192
DigitalTwin | Component | GeometrySpatialReference | Description of component | string |  |  | 1 | 200 |  |  |  |  | FALSE | FALSE
DigitalTwin | Component | ExpectedReplacementCost | Expected replacement costs | number | 28 | 4 |  |  |  | 1 | 999999 |  | FALSE | FALSE |  |  |  | 223.21
DigitalTwin | Component | InitialCost | Initial cost | number | 28 | 4 |  |  |  | 1 | 999999 |  | FALSE | FALSE |  |  |  | 223.21
DigitalTwin | Component | Currency | Currency | string |  |  | 1 | 50 | AFN ¦ ALL ¦ DZD ¦ USD ¦ EUR ¦ AOA ¦ XCD ¦ ARS ¦ AMD ¦ AWG ¦ AUD ¦ AZN ¦ BSD ¦ BHD ¦ BDT ¦ BBD ¦ BYN ¦ BZD ¦ XOF ¦ BMD ¦ BTN ¦ INR ¦ BOB ¦ BOV ¦ BAM ¦ BWP ¦ NOK ¦ BRL ¦ BND ¦ BGN ¦ BIF ¦ CVE ¦ KHR ¦ XAF ¦ CAD ¦ KYD ¦ CLF ¦ CLP ¦ CNY ¦ COP ¦ COU ¦ KMF ¦ CDF ¦ NZD ¦ CRC ¦ HRK ¦ CUC ¦ CUP ¦ ANG ¦ CZK ¦ DKK ¦ DJF ¦ DOP ¦ EGP ¦ SVC ¦ ERN ¦ ETB ¦ FKP ¦ FJD ¦ XPF ¦ GMD ¦ GEL ¦ GHS ¦ GIP ¦ GTQ ¦ GBP ¦ GNF ¦ GYD ¦ HTG ¦ HNL ¦ HKD ¦ HUF ¦ ISK ¦ IDR ¦ XDR ¦ IRR ¦ IQD ¦ ILS ¦ JMD ¦ JPY ¦ JOD ¦ KZT ¦ KES ¦ KPW ¦ KRW ¦ KWD ¦ KGS ¦ LAK ¦ LBP ¦ LSL ¦ ZAR ¦ LRD ¦ LYD ¦ CHF ¦ MOP ¦ MGA ¦ MWK ¦ MYR ¦ MVR ¦ MRU ¦ MUR ¦ XUA ¦ MXN ¦ MXV ¦ MDL ¦ MNT ¦ MAD ¦ MZN ¦ MMK ¦ NAD ¦ NPR ¦ NIO ¦ NGN ¦ OMR ¦ PKR ¦ PAB ¦ PGK ¦ PYG ¦ PEN ¦ PHP ¦ PLN ¦ QAR ¦ MKD ¦ RON ¦ RUB ¦ RWF ¦ SHP ¦ WST ¦ STN ¦ SAR ¦ RSD ¦ SCR ¦ SLL ¦ SGD ¦ XSU ¦ SBD ¦ SOS ¦ SSP ¦ LKR ¦ SDG ¦ SRD ¦ SZL ¦ SEK ¦ CHE ¦ CHW ¦ SYP ¦ TWD ¦ TJS ¦ TZS ¦ THB ¦ TOP ¦ TTD ¦ TND ¦ TRY ¦ TMT ¦ UGX ¦ UAH ¦ AED ¦ USN ¦ UYI ¦ UYU ¦ UZS ¦ VUV ¦ VEF ¦ VED ¦ VND ¦ YER ¦ ZMW ¦ ZWL |  |  |  | TRUE | FALSE |  |  |  | EUR
DigitalTwin | Component | InstallationDate | Installation date in yyyy-mm-ddThh:mm:ssZ form (conform to ISO 8061) | date-time | [8 empty] | FALSE | FALSE
DigitalTwin | Component | Barcode | Barcode of component | string |  |  | 1 | 50 |  |  |  |  | FALSE | FALSE |  |  |  | xan51425612
DigitalTwin | ComponentBuilding | ComponentId | Unique identifier either coming from previous system otherwise it needs to be defined | string |  |  | 1 | 50 |  |  |  |  | TRUE | TRUE | Foreign Key | fk ComponentBuilding.ComponentId to Component.ComponentId | 0..n | C-01
DigitalTwin | ComponentBuilding | BuildingId | Unique identifier either coming from previous system otherwise it needs to be defined | string |  |  | 1 | 50 |  |  |  |  | TRUE | TRUE | Foreign Key | fk ComponentBuilding.BuildingId to Building.BuildingId | 0..n | SE-CH-2341
DigitalTwin | ComponentFloor | ComponentId | Unique identifier either coming from previous system otherwise it needs to be defined | string |  |  | 1 | 50 |  |  |  |  | TRUE | TRUE | Foreign Key | fk ComponentFloor.ComponentId to Component.ComponentId | 0..n | C-01
DigitalTwin | ComponentFloor | FloorId | Unique identifier either coming from previous system otherwise it needs to be defined | string |  |  | 1 | 50 |  |  |  |  | TRUE | TRUE | Foreign Key | fk ComponentFloor.FloorId to Floor.FloorId | 0..n | SE-CH-F-01
DigitalTwin | ComponentRentalUnit | ComponentId | Unique identifier either coming from previous system otherwise it needs to be defined | string |  |  | 1 | 50 |  |  |  |  | TRUE | TRUE | Foreign Key | fk ComponentRentalUnit.ComponentId to Component.ComponentId | 0..n | C-01
DigitalTwin | ComponentRentalUnit | RentalUnitId | Unique identifier either coming from previous system otherwise it needs to be defined | string |  |  | 1 | 50 |  |  |  |  | TRUE | TRUE | Foreign Key | fk ComponentRentalUnit.RentalUnitId to RentalUnit.RentalUnitId | 0..n | B-RU-10293
DigitalTwin | ComponentSite | ComponentId | Unique identifier either coming from previous system otherwise it needs to be defined | string |  |  | 1 | 50 |  |  |  |  | TRUE | TRUE | Foreign Key | fk ComponentSite.ComponentId to Component.ComponentId | 0..n | C-01
DigitalTwin | ComponentSite | SiteId | Unique identifier either coming from previous system otherwise it needs to be defined | string |  |  | 1 | 50 |  |  |  |  | TRUE | TRUE | Foreign Key | fk ComponentSite.SiteId to Site.SiteId | 0..n | AE-DE-02
DigitalTwin | ComponentSpace | ComponentId | Unique identifier either coming from previous system otherwise it needs to be defined | string |  |  | 1 | 50 |  |  |  |  | TRUE | TRUE | Foreign Key | fk ComponentSpace.ComponentId to Component.ComponentId | 0..n | C-01
DigitalTwin | ComponentSpace | SpaceId | Unique identifier either coming from previous system otherwise it needs to be defined | string |  |  | 1 | 50 |  |  |  |  | TRUE | TRUE | Foreign Key | fk ComponentSpace.SpaceId to Space.SpaceId | 0..n | SE-CH-F-01-21
DigitalTwin | ComponentSystem | ComponentId | Unique identifier either coming from previous system otherwise it needs to be defined | string |  |  | 1 | 50 |  |  |  |  | TRUE | TRUE | Foreign Key | fk ComponentSystem.ComponentId to Component.ComponentId | 0..n | C-01
DigitalTwin | ComponentSystem | SystemId | Unique identifier either coming from previous system otherwise it needs to be defined | string |  |  | 1 | 50 |  |  |  |  | TRUE | TRUE | Foreign Key | fk ComponentSystem.SystemId to System.SystemId | 0..n | S-17281
DigitalTwin | ComponentType | ComponentTypeId | Unique identifier either coming from previous system otherwise it needs to be defined | string |  |  | 1 | 50 |  |  |  |  | TRUE | TRUE |  |  |  | T-2615
DigitalTwin | ComponentType | Name | Name of product | string |  |  | 1 | 200 |  |  |  |  | TRUE | FALSE |  |  |  | Door
DigitalTwin | ComponentType | Description | Description of component type | string |  |  | 1 | 200 |  |  |  |  | FALSE | FALSE
DigitalTwin | ComponentType | Type | Type of component type | string |  |  | 1 | 50 |  |  |  |  | TRUE | FALSE |  |  |  | HVAC valve
DigitalTwin | ComponentType | Model | Component type name and/or number | string |  |  | 1 | 200 |  |  |  |  | FALSE | FALSE |  |  |  | TP98UH070XV36B-05
DigitalTwin | ComponentType | ExpectedLifeYear | Life span of product in years | integer | [5 empty] | 1 | 99 | years | FALSE | FALSE |  |  |  | 10
DigitalTwin | ComponentType | MaintenanceInterval | Maintenance interval either as string: monthly, quarterly, etc. or as month | string |  |  | 1 | 50 |  |  |  |  | FALSE | FALSE |  |  |  | quarterly
DigitalTwin | ComponentType | ModelNumber | Model number of component type | string |  |  | 1 | 50 |  |  |  |  | FALSE | FALSE |  |  |  | xan51425612
DigitalTwin | ComponentType | WarrantyDuration | Warranty duration in months | integer | [5 empty] | 1 | 99 | month | FALSE | FALSE |  |  |  | 10
DigitalTwin | ComponentType | DocumentId | Link to document | string |  |  | 1 | 50 |  |  |  |  | FALSE | FALSE
DigitalTwin | ComponentType | Class | Class component belongs to | string |  |  | 1 | 200 |  |  |  |  | TRUE | FALSE |  |  |  | Door
DigitalTwin | ComponentType | MaintenanceGroup | Maintenance group | string |  |  | 1 | 50 |  |  |  |  | FALSE | FALSE
DigitalTwin | ComponentType | MaintenanceRelevance | Relevance of maintenance | string |  |  | 1 | 50 | High ¦ Medium ¦ Low |  |  |  | FALSE | FALSE |  |  |  | High
DigitalTwin | ComponentType | UrlLibrary | Product website | string |  |  | 1 | 200 |  |  |  |  | FALSE | FALSE |  |  |  | www.siemens-home.bsh-group.com/de/produkte/kuehlschraenke-gefrierschraenke
DigitalTwin | ComponentType | CeIdentification | European identification number | string |  |  | 1 | 50 |  |  |  |  | FALSE | FALSE |  |  |  | CE 0123
DigitalTwin | ComponentUnit | ComponentId | Unique identifier either coming from previous system otherwise it needs to be defined | string |  |  | 1 | 50 |  |  |  |  | TRUE | TRUE | Foreign Key | fk ComponentUnit.ComponentId to Component.ComponentId | 0..n | C-01
DigitalTwin | ComponentUnit | UnitId | Unique identifier either coming from previous system otherwise it needs to be defined | string |  |  | 1 | 50 |  |  |  |  | TRUE | TRUE | Foreign Key | fk ComponentUnit.UnitId to Unit.UnitId | 0..n | UN-SE-CH-2341-02
DigitalTwin | CondensingUnit | CondensingUnitId | Unique identifier either coming from previous system otherwise it needs to be defined | string |  |  | 1 | 50 |  |  |  |  | TRUE | TRUE |  |  |  | CU-1
DigitalTwin | CondensingUnit | ComponentTypeId | Unique identifier either coming from previous system otherwise it needs to be defined | string |  |  | 1 | 50 |  |  |  |  | TRUE | FALSE | Foreign Key | fk CondensingUnit.ComponentTypeId to ComponentType.ComponentTypeId | 0..n | T-2615
DigitalTwin | CondensingUnit | Type | Condensing unit type | string |  |  | 1 | 50 |  |  |  |  | FALSE | FALSE
DigitalTwin | CondensingUnit | RefrigerantType | Refrigerant type | string |  |  | 1 | 50 |  |  |  |  | FALSE | FALSE
DigitalTwin | CondensingUnit | NominalHeatingCapacity | Nominal heating capacity | number | 19 | 6 | [5 empty] | kW | FALSE | FALSE
DigitalTwin | CondensingUnit | NominalCoolingCapacity | Nominal cooling capacity | number | 19 | 6 | [5 empty] | kW | FALSE | FALSE
DigitalTwin | CondensingUnit | NetSensibleHeatingCapacity | Net sensible heating capacity | number | 19 | 6 | [5 empty] | kW | FALSE | FALSE
DigitalTwin | CondensingUnit | NetSensibleCoolingCapacity | Net sensible cooling capacity | number | 19 | 6 | [5 empty] | kW | FALSE | FALSE
DigitalTwin | CondensingUnit | EnergyEfficiencyRating | Energy efficiency rating | string |  |  | 1 | 50 |  |  |  |  | FALSE | FALSE
DigitalTwin | Controller | ControllerId | Unique identifier either coming from previous system otherwise it needs to be defined | string |  |  | 1 | 50 |  |  |  |  | TRUE | TRUE |  |  |  | C1
DigitalTwin | Controller | ComponentTypeId | Unique identifier either coming from previous system otherwise it needs to be defined | string |  |  | 1 | 50 |  |  |  |  | TRUE | FALSE | Foreign Key | fk Controller.ComponentTypeId to ComponentType.ComponentTypeId | 0..n | T-2615
DigitalTwin | Controller | Type | Controller type | string |  |  | 1 | 50 |  |  |  |  | FALSE | FALSE
DigitalTwin | Controller | RegistrationId | Registration id | string |  |  | 1 | 50 |  |  |  |  | FALSE | FALSE |  |  |  | G1
DigitalTwin | Controller | RegistrationKey | Registration key | string |  |  | 1 | 50 |  |  |  |  | FALSE | FALSE |  |  |  | G1
DigitalTwin | Controller | ConnectorId | Registration id | string |  |  | 1 | 50 |  |  |  |  | FALSE | FALSE |  |  |  | G1
DigitalTwin | Controller | Enabled | Enabled (Y/N) | boolean | [8 empty] | FALSE | FALSE |  |  |  | true
DigitalTwin | Controller | Detected | Detected (Y/N) | boolean | [8 empty] | FALSE | FALSE |  |  |  | true
DigitalTwin | CoolingTower | CoolingTowerId | Unique identifier either coming from previous system otherwise it needs to be defined | string |  |  | 1 | 50 |  |  |  |  | TRUE | TRUE |  |  |  | CT-1
DigitalTwin | CoolingTower | ComponentTypeId | Unique identifier either coming from previous system otherwise it needs to be defined | string |  |  | 1 | 50 |  |  |  |  | TRUE | FALSE | Foreign Key | fk CoolingTower.ComponentTypeId to ComponentType.ComponentTypeId | 0..n | T-2615
DigitalTwin | CoolingTower | FlowCapacity | Flow capacity | number | 19 | 6 | [5 empty] | cubm/h | FALSE | FALSE |  |  |  | 102
DigitalTwin | CoolingTower | NominalCoolingCapacity | Nominal cooling capacity | number | 19 | 6 | [5 empty] | kW | FALSE | FALSE
DigitalTwin | CoolingTower | FanNominalAirflow | Fan nominal airflow | number | 19 | 6 | [5 empty] | cubm/h | FALSE | FALSE
DigitalTwin | CoolingTower | FanMotorPower | Fan motor power | number | 19 | 6 | [5 empty] | kW | FALSE | FALSE
DigitalTwin | CoolingTower | FanMinAirflowRating | Fan min flow capacity | number | 19 | 6 | [5 empty] | cubm/h | FALSE | FALSE |  |  |  | 10
DigitalTwin | CoolingTower | FanMaxAirflowRating | Fan max flow capacity | number | 19 | 6 | [5 empty] | cubm/h | FALSE | FALSE |  |  |  | 150
DigitalTwin | CoolingTower | FanDriveType | Fan fan drive type | string |  |  | 1 | 50 |  |  |  |  | FALSE | FALSE
DigitalTwin | CoolingTower | FanName | Name of fan | string |  |  | 1 | 200 |  |  |  |  | FALSE | FALSE |  |  |  | Door
DigitalTwin | CoolingTower | FanCommissionDate | Fan commission date in yyyy-mm-ddThh:mm:ssZ form (conform to ISO 8061) | date-time | [8 empty] | FALSE | FALSE
DigitalTwin | CoolingTower | FanExpectedEndOfLife | Fan expected end of life date in yyyy-mm-ddThh:mm:ssZ form (conform to ISO 8061) | date-time | [8 empty] | FALSE | FALSE
DigitalTwin | CoolingTower | FanDurationLifeYear | Fan life span of component in years | integer | [5 empty] | 1 | 99 |  | FALSE | FALSE
DigitalTwin | CoolingTower | FanExpectedReplacementCost | Fan expected replacement costs | number | 28 | 4 |  |  |  | 1 | 999999 |  | FALSE | FALSE |  |  |  | 223.21
DigitalTwin | CoolingTower | FanInitialCost | Fan initial cost | number | 28 | 4 |  |  |  | 1 | 999999 |  | FALSE | FALSE |  |  |  | 223.21
DigitalTwin | CoolingTower | Currency | Currency | string |  |  | 1 | 50 | AFN ¦ ALL ¦ DZD ¦ USD ¦ EUR ¦ AOA ¦ XCD ¦ ARS ¦ AMD ¦ AWG ¦ AUD ¦ AZN ¦ BSD ¦ BHD ¦ BDT ¦ BBD ¦ BYN ¦ BZD ¦ XOF ¦ BMD ¦ BTN ¦ INR ¦ BOB ¦ BOV ¦ BAM ¦ BWP ¦ NOK ¦ BRL ¦ BND ¦ BGN ¦ BIF ¦ CVE ¦ KHR ¦ XAF ¦ CAD ¦ KYD ¦ CLF ¦ CLP ¦ CNY ¦ COP ¦ COU ¦ KMF ¦ CDF ¦ NZD ¦ CRC ¦ HRK ¦ CUC ¦ CUP ¦ ANG ¦ CZK ¦ DKK ¦ DJF ¦ DOP ¦ EGP ¦ SVC ¦ ERN ¦ ETB ¦ FKP ¦ FJD ¦ XPF ¦ GMD ¦ GEL ¦ GHS ¦ GIP ¦ GTQ ¦ GBP ¦ GNF ¦ GYD ¦ HTG ¦ HNL ¦ HKD ¦ HUF ¦ ISK ¦ IDR ¦ XDR ¦ IRR ¦ IQD ¦ ILS ¦ JMD ¦ JPY ¦ JOD ¦ KZT ¦ KES ¦ KPW ¦ KRW ¦ KWD ¦ KGS ¦ LAK ¦ LBP ¦ LSL ¦ ZAR ¦ LRD ¦ LYD ¦ CHF ¦ MOP ¦ MGA ¦ MWK ¦ MYR ¦ MVR ¦ MRU ¦ MUR ¦ XUA ¦ MXN ¦ MXV ¦ MDL ¦ MNT ¦ MAD ¦ MZN ¦ MMK ¦ NAD ¦ NPR ¦ NIO ¦ NGN ¦ OMR ¦ PKR ¦ PAB ¦ PGK ¦ PYG ¦ PEN ¦ PHP ¦ PLN ¦ QAR ¦ MKD ¦ RON ¦ RUB ¦ RWF ¦ SHP ¦ WST ¦ STN ¦ SAR ¦ RSD ¦ SCR ¦ SLL ¦ SGD ¦ XSU ¦ SBD ¦ SOS ¦ SSP ¦ LKR ¦ SDG ¦ SRD ¦ SZL ¦ SEK ¦ CHE ¦ CHW ¦ SYP ¦ TWD ¦ TJS ¦ TZS ¦ THB ¦ TOP ¦ TTD ¦ TND ¦ TRY ¦ TMT ¦ UGX ¦ UAH ¦ AED ¦ USN ¦ UYI ¦ UYU ¦ UZS ¦ VUV ¦ VEF ¦ VED ¦ VND ¦ YER ¦ ZMW ¦ ZWL |  |  |  | FALSE | FALSE |  |  |  | EUR
DigitalTwin | CoolingTower | FanInstallationDate | Installation date in yyyy-mm-ddThh:mm:ssZ form (conform to ISO 8061) | date-time | [8 empty] | FALSE | FALSE
DigitalTwin | CoolingTower | FanMaintenanceInterval | Fan maintenance interval either as string: monthly, quarterly, etc. or as month | string |  |  | 1 | 50 |  |  |  |  | FALSE | FALSE |  |  |  | quarterly
DigitalTwin | CoolingTower | FanTurnoverDate | Fan turnover date in yyyy-mm-ddThh:mm:ssZ form (conform to ISO 8061) | date-time | [8 empty] | FALSE | FALSE
DigitalTwin | CoolingTower | FanModelNumber | Model number of fan | string |  |  | 1 | 50 |  |  |  |  | FALSE | FALSE |  |  |  | xan51425612
DigitalTwin | CoolingTower | FanTagNumber | Fan tag number | string |  |  | 1 | 50 |  |  |  |  | FALSE | FALSE |  |  |  | 27465192
DigitalTwin | CoolingTower | FanSerialNumber | Serial number of fan | string |  |  | 1 | 50 |  |  |  |  | FALSE | FALSE |  |  |  | xan51425612
DigitalTwin | Damper | DamperId | Unique identifier either coming from previous system otherwise it needs to be defined | string |  |  | 1 | 50 |  |  |  |  | TRUE | TRUE |  |  |  | HV-1
DigitalTwin | Damper | ComponentTypeId | Unique identifier either coming from previous system otherwise it needs to be defined | string |  |  | 1 | 50 |  |  |  |  | TRUE | FALSE | Foreign Key | fk Damper.ComponentTypeId to ComponentType.ComponentTypeId | 0..n | T-2615
DigitalTwin | Damper | Type | Define the specific damper type | string |  |  | 1 | 50 |  |  |  |  | FALSE | FALSE
DigitalTwin | Damper | LeakageClass | Class component belongs to | string |  |  | 1 | 200 |  |  |  |  | FALSE | FALSE
DigitalTwin | Damper | BladeType | Blade type of damper (usually two different types of blade dampers used to modulate air flow: parallel and opposed blade dampers) | string |  |  | 1 | 50 |  |  |  |  | FALSE | FALSE |  |  |  | Opposed blade
DigitalTwin | Damper | DuctInletSize | Duct inlet size | number | 19 | 6 | [5 empty] | mm | FALSE | FALSE
DigitalTwin | Damper | DuctInletShape | Duct inlet shape | number | 19 | 6 | [5 empty] | mm | FALSE | FALSE
DigitalTwin | Damper | DuctInletConfiguration | Duct inlet configuration | string |  |  | 1 | 200 |  |  |  |  | FALSE | FALSE
DigitalTwin | Damper | DuctInletName | Name of Duct inlet | string |  |  | 1 | 200 |  |  |  |  | FALSE | FALSE |  |  |  | Door
DigitalTwin | Damper | DuctInletCommissionDate | Commission date if duct inlet in yyyy-mm-ddThh:mm:ssZ form (conform to ISO 8061) | date-time | [8 empty] | FALSE | FALSE
DigitalTwin | Damper | DuctInletExpectedEndOfLife | Expected end of life date in yyyy-mm-ddThh:mm:ssZ form (conform to ISO 8061) | date-time | [8 empty] | FALSE | FALSE
DigitalTwin | Damper | DuctInletExpectedReplacementCost | Duct inlet expected replacement costs | number | 28 | 4 |  |  |  | 1 | 999999 |  | FALSE | FALSE |  |  |  | 223.21
DigitalTwin | Damper | DuctInletInitialCost | Duct inlet initial cost | number | 28 | 4 |  |  |  | 1 | 999999 |  | FALSE | FALSE |  |  |  | 223.21
DigitalTwin | Damper | DuctInletCurrency | Currency | string |  |  | 1 | 50 | AFN ¦ ALL ¦ DZD ¦ USD ¦ EUR ¦ AOA ¦ XCD ¦ ARS ¦ AMD ¦ AWG ¦ AUD ¦ AZN ¦ BSD ¦ BHD ¦ BDT ¦ BBD ¦ BYN ¦ BZD ¦ XOF ¦ BMD ¦ BTN ¦ INR ¦ BOB ¦ BOV ¦ BAM ¦ BWP ¦ NOK ¦ BRL ¦ BND ¦ BGN ¦ BIF ¦ CVE ¦ KHR ¦ XAF ¦ CAD ¦ KYD ¦ CLF ¦ CLP ¦ CNY ¦ COP ¦ COU ¦ KMF ¦ CDF ¦ NZD ¦ CRC ¦ HRK ¦ CUC ¦ CUP ¦ ANG ¦ CZK ¦ DKK ¦ DJF ¦ DOP ¦ EGP ¦ SVC ¦ ERN ¦ ETB ¦ FKP ¦ FJD ¦ XPF ¦ GMD ¦ GEL ¦ GHS ¦ GIP ¦ GTQ ¦ GBP ¦ GNF ¦ GYD ¦ HTG ¦ HNL ¦ HKD ¦ HUF ¦ ISK ¦ IDR ¦ XDR ¦ IRR ¦ IQD ¦ ILS ¦ JMD ¦ JPY ¦ JOD ¦ KZT ¦ KES ¦ KPW ¦ KRW ¦ KWD ¦ KGS ¦ LAK ¦ LBP ¦ LSL ¦ ZAR ¦ LRD ¦ LYD ¦ CHF ¦ MOP ¦ MGA ¦ MWK ¦ MYR ¦ MVR ¦ MRU ¦ MUR ¦ XUA ¦ MXN ¦ MXV ¦ MDL ¦ MNT ¦ MAD ¦ MZN ¦ MMK ¦ NAD ¦ NPR ¦ NIO ¦ NGN ¦ OMR ¦ PKR ¦ PAB ¦ PGK ¦ PYG ¦ PEN ¦ PHP ¦ PLN ¦ QAR ¦ MKD ¦ RON ¦ RUB ¦ RWF ¦ SHP ¦ WST ¦ STN ¦ SAR ¦ RSD ¦ SCR ¦ SLL ¦ SGD ¦ XSU ¦ SBD ¦ SOS ¦ SSP ¦ LKR ¦ SDG ¦ SRD ¦ SZL ¦ SEK ¦ CHE ¦ CHW ¦ SYP ¦ TWD ¦ TJS ¦ TZS ¦ THB ¦ TOP ¦ TTD ¦ TND ¦ TRY ¦ TMT ¦ UGX ¦ UAH ¦ AED ¦ USN ¦ UYI ¦ UYU ¦ UZS ¦ VUV ¦ VEF ¦ VED ¦ VND ¦ YER ¦ ZMW ¦ ZWL |  |  |  | FALSE | FALSE |  |  |  | EUR
DigitalTwin | Damper | DuctInletInstallationDate | Duct inlet Installation date in yyyy-mm-ddThh:mm:ssZ form (conform to ISO 8061) | date-time | [8 empty] | FALSE | FALSE
DigitalTwin | Damper | DuctInletMaintenanceInterval | Duct inlet maintenance interval either as string: monthly, quarterly, etc. or as month | string |  |  | 1 | 50 |  |  |  |  | FALSE | FALSE |  |  |  | quarterly
DigitalTwin | Damper | DuctInletTurnoverDate | Duct inlet turnover date in yyyy-mm-ddThh:mm:ssZ form (conform to ISO 8061) | date-time | [8 empty] | FALSE | FALSE
DigitalTwin | Damper | DuctInletModel | Duct inlet model number | string |  |  | 1 | 200 |  |  |  |  | FALSE | FALSE |  |  |  | 17240-K28-910
DigitalTwin | Damper | DuctInletTagNumber | Tag number | string |  |  | 1 | 50 |  |  |  |  | FALSE | FALSE |  |  |  | 271836
DigitalTwin | Damper | DuctInletSerialNumber | Serial number of component | string |  |  | 1 | 50 |  |  |  |  | FALSE | FALSE |  |  |  | DI2718
DigitalTwin | DataNetworkEquipment | DataNetworkEquipmentId | Unique identifier either coming from previous system otherwise it needs to be defined | string |  |  | 1 | 50 |  |  |  |  | TRUE | TRUE |  |  |  | DNE-13
DigitalTwin | DataNetworkEquipment | ComponentTypeId | Unique identifier either coming from previous system otherwise it needs to be defined | string |  |  | 1 | 50 |  |  |  |  | TRUE | FALSE | Foreign Key | fk DataNetworkEquipment.ComponentTypeId to ComponentType.ComponentTypeId | 0..n | T-2615
DigitalTwin | DataNetworkEquipment | Type | Data network type | string |  |  | 1 | 50 |  |  |  |  | FALSE | FALSE
DigitalTwin | DataNetworkEquipment | MountedInRack | Mounted in it rack | boolean | [8 empty] | FALSE | FALSE |  |  |  | true
DigitalTwin | DataNetworkEquipment | RackPosition | It rack position | string |  |  | 1 | 50 |  |  |  |  | FALSE | FALSE
DigitalTwin | DataNetworkSubComponent | DataNetworkSubComponentId | Unique identifier either coming from previous system otherwise it needs to be defined | string |  |  | 1 | 50 |  |  |  |  | TRUE | TRUE |  |  |  | ESP-1
DigitalTwin | DataNetworkSubComponent | DataNetworkEquipmentId | Unique identifier either coming from previous system otherwise it needs to be defined | string |  |  | 1 | 50 |  |  |  |  | TRUE | FALSE | Foreign Key | fk DataNetworkSubComponent.DataNetworkEquipmentId to DataNetworkEquipment.DataNetworkEquipmentId | 0..n | DNE-13
DigitalTwin | DataNetworkSubComponent | Type | Data network equipment sub component type | string |  |  | 1 | 50 |  |  |  |  | FALSE | FALSE
DigitalTwin | DataNetworkSubComponent | RackPosition | It rack position | string |  |  | 1 | 50 |  |  |  |  | FALSE | FALSE
DigitalTwin | DataNetworkSubComponent | NumberOfPorts | Number of ports | integer | [8 empty] | FALSE | FALSE |  |  |  | 4
DigitalTwin | DataNetworkSubComponent | HeightRUs | Height of RUs (rack units) | number | 19 | 6 |  |  |  | 2 | 999 | cm | FALSE | FALSE |  |  |  | 40
DigitalTwin | ElectricalDistributionEquipmentSubComponent | ElectricalDistributionEquipmentSubComponentId | Unique identifier either coming from previous system otherwise it needs to be defined | string |  |  | 1 | 50 |  |  |  |  | TRUE | TRUE |  |  |  | T-2615
DigitalTwin | ElectricalDistributionEquipmentSubComponent | ComponentTypeId | Unique identifier either coming from previous system otherwise it needs to be defined | string |  |  | 1 | 50 |  |  |  |  | TRUE | FALSE | Foreign Key | fk ElectricalDistributionEquipmentSubComponent.ComponentTypeId to ComponentType.ComponentTypeId | 0..n | T-2615
DigitalTwin | ElectricalDistributionEquipmentSubComponent | ShortCircuitRating | Short circuit rating | number | 19 | 6 | [5 empty] | kA | FALSE | FALSE |  |  |  | 10
DigitalTwin | ElectricalDistributionEquipmentSubComponent | InputVoltage | Input voltage | number | 19 | 6 | [5 empty] | V | FALSE | FALSE |  |  |  | 220
DigitalTwin | ElectricalDistributionEquipmentSubComponent | InputPhases | Input phases | string |  |  | 1 | 50 |  |  |  |  | FALSE | FALSE
DigitalTwin | ElectricalDistributionEquipmentSubComponent | MainBusMaterial | Material | string |  |  | 1 | 50 |  |  |  |  | FALSE | FALSE
DigitalTwin | ElectricalDistributionEquipmentSubComponent | MainBusCurrentRating | Current rating | number | 19 | 6 | [5 empty] | V | FALSE | FALSE |  |  |  | 220
DigitalTwin | ElectricalDistributionEquipmentSubComponent | MainBusName | Main bus name | string |  |  | 1 | 200 |  |  |  |  | FALSE | FALSE
DigitalTwin | ElectricalDistributionEquipmentSubComponent | MainBusCommissionDate | Electrical distribution equipment sub component commission date in yyyy-mm-ddThh:mm:ssZ form (conform to ISO 8061) | date-time | [8 empty] | FALSE | FALSE
DigitalTwin | ElectricalDistributionEquipmentSubComponent | MainBusExpectedEndOfLife | Electrical distribution equipment sub component expected end of life date in yyyy-mm-ddThh:mm:ssZ form (conform to ISO 8061) | date-time | [8 empty] | FALSE | FALSE
DigitalTwin | ElectricalDistributionEquipmentSubComponent | MainBusDurationLifeYear | Electrical distribution equipment sub component life span of component in years | integer | [5 empty] | 1 | 99 |  | FALSE | FALSE
DigitalTwin | ElectricalDistributionEquipmentSubComponent | MainBusExpectedReplacementCost | Electrical distribution equipment sub component expected replacement costs | number | 28 | 4 |  |  |  | 1 | 999999 |  | FALSE | FALSE |  |  |  | 223.21
DigitalTwin | ElectricalDistributionEquipmentSubComponent | MainBusInitialCost | Electrical distribution equipment sub component initial cost | number | 28 | 4 |  |  |  | 1 | 999999 |  | FALSE | FALSE |  |  |  | 223.21
DigitalTwin | ElectricalDistributionEquipmentSubComponent | MainBusInstallationDate | Installation date in yyyy-mm-ddThh:mm:ssZ form (conform to ISO 8061) | date-time | [8 empty] | FALSE | FALSE
DigitalTwin | ElectricalDistributionEquipmentSubComponent | MainBusMaintenanceInterval | Electrical distribution equipment sub component maintenance interval either as string: monthly, quarterly, etc. or as month | string |  |  | 1 | 50 |  |  |  |  | FALSE | FALSE |  |  |  | quarterly
DigitalTwin | ElectricalDistributionEquipmentSubComponent | MainBusTurnoverDate | Electrical distribution equipment sub component turnover date in yyyy-mm-ddThh:mm:ssZ form (conform to ISO 8061) | date-time | [8 empty] | FALSE | FALSE
DigitalTwin | ElectricalDistributionEquipmentSubComponent | MainBusModelNumber | Model number of electrical distribution equipment sub component | string |  |  | 1 | 50 |  |  |  |  | FALSE | FALSE |  |  |  | xan51425612
DigitalTwin | ElectricalDistributionEquipmentSubComponent | MainBusTagNumber | Electrical distribution equipment sub component tag number | string |  |  | 1 | 50 |  |  |  |  | FALSE | FALSE |  |  |  | 27465192
DigitalTwin | ElectricalDistributionEquipmentSubComponent | MainBusSerialNumber | Serial number of electrical distribution equipment sub component | string |  |  | 1 | 50 |  |  |  |  | FALSE | FALSE |  |  |  | xan51425612
DigitalTwin | ElectricalMeter | ElectricalMeterId | Unique identifier either coming from previous system otherwise it needs to be defined | string |  |  | 1 | 50 |  |  |  |  | TRUE | TRUE |  |  |  | EM-1
DigitalTwin | ElectricalMeter | ComponentTypeId | Unique identifier either coming from previous system otherwise it needs to be defined | string |  |  | 1 | 50 |  |  |  |  | TRUE | FALSE | Foreign Key | fk ElectricalMeter.ComponentTypeId to ComponentType.ComponentTypeId | 0..n | T-2615
DigitalTwin | ElectricalMeter | Type | Electrical meter type | string |  |  | 1 | 50 |  |  |  |  | FALSE | FALSE
DigitalTwin | ElectricalMeter | NetEnergy | Net energy | number | 19 | 6 | [5 empty] | J | FALSE | FALSE |  |  |  | 270
DigitalTwin | ElectricalMeter | NetPower | Net power | number | 19 | 6 | [5 empty] | kWh | FALSE | FALSE |  |  |  | 270
DigitalTwin | ElectricalMeter | ImportPower | Import power | number | 19 | 6 | [5 empty] | J | FALSE | FALSE |  |  |  | 270
DigitalTwin | ElectricalMeter | ImportEnergy | Import energy | number | 19 | 6 | [5 empty] | kWh | FALSE | FALSE |  |  |  | 270
DigitalTwin | ElectricalMeter | ExportPower | Export power | number | 19 | 6 | [5 empty] | J | FALSE | FALSE |  |  |  | 270
DigitalTwin | ElectricalMeter | ExportEnergy | Export energy | number | 19 | 6 | [5 empty] | kWh | FALSE | FALSE |  |  |  | 270
DigitalTwin | ElectricalPanelBoard | ElectricalPanelBoardId | Unique identifier either coming from previous system otherwise it needs to be defined | string |  |  | 1 | 50 |  |  |  |  | TRUE | TRUE |  |  |  | T-2615
DigitalTwin | ElectricalPanelBoard | ComponentTypeId | Unique identifier either coming from previous system otherwise it needs to be defined | string |  |  | 1 | 50 |  |  |  |  | TRUE | FALSE | Foreign Key | fk ElectricalPanelBoard.ComponentTypeId to ComponentType.ComponentTypeId | 0..n | T-2615
DigitalTwin | ElectricalPanelBoard | Type | Electrical panel board type | string |  |  | 1 | 50 |  |  |  |  | FALSE | FALSE
DigitalTwin | ElectricalPanelBoard | ShortCircuitRating | Short circuit rating | number | 19 | 6 | [5 empty] | kA | FALSE | FALSE |  |  |  | 10
DigitalTwin | ElectricalPanelBoard | MaxNumberOfPoles | Max number of poles | integer | [8 empty] | FALSE | FALSE |  |  |  | 4
DigitalTwin | ElectricalPanelBoard | InputVoltage | Input voltage | number | 19 | 6 | [5 empty] | V | FALSE | FALSE |  |  |  | 220
DigitalTwin | ElectricalPanelBoard | InputPhases | Input phases | string |  |  | 1 | 50 |  |  |  |  | FALSE | FALSE
DigitalTwin | ElectricalPanelBoard | OutputPhases | Output phases | string |  |  | 1 | 50 |  |  |  |  | FALSE | FALSE
DigitalTwin | ElectricalPanelBoard | MainBusMaterial | Material | string |  |  | 1 | 50 |  |  |  |  | FALSE | FALSE
DigitalTwin | ElectricalPanelBoard | MainBusCurrentRating | Current rating | number | 19 | 6 | [5 empty] | V | FALSE | FALSE |  |  |  | 220
DigitalTwin | ElectricalPanelBoard | MainBusName | Main bus name | string |  |  | 1 | 200 |  |  |  |  | FALSE | FALSE
DigitalTwin | ElectricalPanelBoard | MainBusCommissionDate | Electrical panel board commission date in yyyy-mm-ddThh:mm:ssZ form (conform to ISO 8061) | date-time | [8 empty] | FALSE | FALSE
DigitalTwin | ElectricalPanelBoard | MainBusExpectedEndOfLife | Electrical panel board expected end of life date in yyyy-mm-ddThh:mm:ssZ form (conform to ISO 8061) | date-time | [8 empty] | FALSE | FALSE
DigitalTwin | ElectricalPanelBoard | MainBusDurationLifeYear | Electrical panel board life span of component in years | integer | [5 empty] | 1 | 99 |  | FALSE | FALSE
DigitalTwin | ElectricalPanelBoard | MainBusExpectedReplacementCost | Electrical panel board expected replacement costs | number | 28 | 4 |  |  |  | 1 | 999999 |  | FALSE | FALSE |  |  |  | 223.21
DigitalTwin | ElectricalPanelBoard | MainBusInitialCost | Electrical panel board initial cost | number | 28 | 4 |  |  |  | 1 | 999999 |  | FALSE | FALSE |  |  |  | 223.21
DigitalTwin | ElectricalPanelBoard | MainBusInstallationDate | Installation date in yyyy-mm-ddThh:mm:ssZ form (conform to ISO 8061) | date-time | [8 empty] | FALSE | FALSE
DigitalTwin | ElectricalPanelBoard | MainBusMaintenanceInterval | Electrical panel board maintenance interval either as string: monthly, quarterly, etc. or as month | string |  |  | 1 | 50 |  |  |  |  | FALSE | FALSE |  |  |  | quarterly
DigitalTwin | ElectricalPanelBoard | MainBusTurnoverDate | Electrical panel board turnover date in yyyy-mm-ddThh:mm:ssZ form (conform to ISO 8061) | date-time | [8 empty] | FALSE | FALSE
DigitalTwin | ElectricalPanelBoard | MainBusModelNumber | Model number of electrical panel board | string |  |  | 1 | 50 |  |  |  |  | FALSE | FALSE |  |  |  | xan51425612
DigitalTwin | ElectricalPanelBoard | MainBusTagNumber | Electrical panel board number | string |  |  | 1 | 50 |  |  |  |  | FALSE | FALSE |  |  |  | 27465192
DigitalTwin | ElectricalPanelBoard | MainBusSerialNumber | Serial number of electrical panel board | string |  |  | 1 | 50 |  |  |  |  | FALSE | FALSE |  |  |  | xan51425612
DigitalTwin | ElectricalPanelBoardMcb | ElectricalPanelBoardMcbId | Unique identifier either coming from previous system otherwise it needs to be defined | string |  |  | 1 | 50 |  |  |  |  | TRUE | TRUE |  |  |  | T-2615
DigitalTwin | ElectricalPanelBoardMcb | ElectricalPanelBoardId | Unique identifier either coming from previous system otherwise it needs to be defined | string |  |  | 1 | 50 |  |  |  |  | TRUE | FALSE | Foreign Key | fk ElectricalPanelBoardMcb.ElectricalPanelBoardId to ElectricalPanelBoard.ElectricalPanelBoardId | 0..n | T-2615
DigitalTwin | ElectricalPanelBoardMcb | InputPhases | Input phases | string |  |  | 1 | 50 |  |  |  |  | FALSE | FALSE
DigitalTwin | ElectricalPanelBoardMcb | ShortCircuitRating | Short circuit rating | number | 19 | 6 | [5 empty] | kA | FALSE | FALSE |  |  |  | 10
DigitalTwin | ElectricalPanelBoardMcb | OutputPhases | Output phases | string |  |  | 1 | 50 |  |  |  |  | FALSE | FALSE
DigitalTwin | ElectricalPanelBoardMcb | InputVoltage | Input voltage | number | 19 | 6 | [5 empty] | V | FALSE | FALSE |  |  |  | 220
DigitalTwin | ElectricalPanelBoardMcb | MaxNumberOfPoles | Max number of poles | integer | [8 empty] | FALSE | FALSE |  |  |  | 4
DigitalTwin | ElectricalPanelBoardMcb | MainBusMaterial | Material | string |  |  | 1 | 50 |  |  |  |  | FALSE | FALSE
DigitalTwin | ElectricalPanelBoardMcb | MainBusCurrentRating | Current rating | number | 19 | 6 | [5 empty] | V | FALSE | FALSE |  |  |  | 220
DigitalTwin | ElectricalPanelBoardMcb | MainBusName | Main bus name | string |  |  | 1 | 200 |  |  |  |  | FALSE | FALSE
DigitalTwin | ElectricalPanelBoardMcb | MainBusCommissionDate | Electrical panel board mcb commission date in yyyy-mm-ddThh:mm:ssZ form (conform to ISO 8061) | date-time | [8 empty] | FALSE | FALSE
DigitalTwin | ElectricalPanelBoardMcb | MainBusExpectedEndOfLife | Electrical panel board mcb expected end of life date in yyyy-mm-ddThh:mm:ssZ form (conform to ISO 8061) | date-time | [8 empty] | FALSE | FALSE
DigitalTwin | ElectricalPanelBoardMcb | MainBusDurationLifeYear | Electrical panel board mcb life span of component in years | integer | [5 empty] | 1 | 99 |  | FALSE | FALSE
DigitalTwin | ElectricalPanelBoardMcb | MainBusExpectedReplacementCost | Electrical panel board mcb expected replacement costs | number | 28 | 4 |  |  |  | 1 | 999999 |  | FALSE | FALSE |  |  |  | 223.21
DigitalTwin | ElectricalPanelBoardMcb | MainBusInitialCost | Electrical panel board mcb initial cost | number | 28 | 4 |  |  |  | 1 | 999999 |  | FALSE | FALSE |  |  |  | 223.21
DigitalTwin | ElectricalPanelBoardMcb | MainBusInstallationDate | Installation date in yyyy-mm-ddThh:mm:ssZ form (conform to ISO 8061) | date-time | [8 empty] | FALSE | FALSE
DigitalTwin | ElectricalPanelBoardMcb | MainBusMaintenanceInterval | Electrical panel board mcb maintenance interval either as string: monthly, quarterly, etc. or as month | string |  |  | 1 | 50 |  |  |  |  | FALSE | FALSE |  |  |  | quarterly
DigitalTwin | ElectricalPanelBoardMcb | MainBusTurnoverDate | Electrical panel board mcb turnover date in yyyy-mm-ddThh:mm:ssZ form (conform to ISO 8061) | date-time | [8 empty] | FALSE | FALSE
DigitalTwin | ElectricalPanelBoardMcb | MainBusModelNumber | Model number of electrical panel board mcb | string |  |  | 1 | 50 |  |  |  |  | FALSE | FALSE |  |  |  | xan51425612
DigitalTwin | ElectricalPanelBoardMcb | MainBusTagNumber | Electrical panel board mcb tag number | string |  |  | 1 | 50 |  |  |  |  | FALSE | FALSE |  |  |  | 27465192
DigitalTwin | ElectricalPanelBoardMcb | MainBusSerialNumber | Serial number of electrical panel board mcb | string |  |  | 1 | 50 |  |  |  |  | FALSE | FALSE |  |  |  | xan51425612
DigitalTwin | ElectricalPanelBoardMcb | McbRating | Mcb rating | string |  |  | 1 | 50 |  |  |  |  | FALSE | FALSE |  |  |  | xan51425612
DigitalTwin | ElectricalPanelBoardMlo | ElectricalPanelBoardMloId | Unique identifier either coming from previous system otherwise it needs to be defined | string |  |  | 1 | 50 |  |  |  |  | TRUE | TRUE |  |  |  | T-2615
DigitalTwin | ElectricalPanelBoardMlo | ElectricalPanelBoardId | Unique identifier either coming from previous system otherwise it needs to be defined | string |  |  | 1 | 50 |  |  |  |  | TRUE | FALSE | Foreign Key | fk ElectricalPanelBoardMlo.ElectricalPanelBoardId to ElectricalPanelBoard.ElectricalPanelBoardId | 0..n | T-2615
DigitalTwin | ElectricalPanelBoardMlo | InputPhases | Input phases | string |  |  | 1 | 50 |  |  |  |  | FALSE | FALSE
DigitalTwin | ElectricalPanelBoardMlo | ShortCircuitRating | Short circuit rating | number | 19 | 6 | [5 empty] | kA | FALSE | FALSE |  |  |  | 10
DigitalTwin | ElectricalPanelBoardMlo | OutputPhases | Output phases | string |  |  | 1 | 50 |  |  |  |  | FALSE | FALSE
DigitalTwin | ElectricalPanelBoardMlo | InputVoltage | Input voltage | number | 19 | 6 | [5 empty] | V | FALSE | FALSE |  |  |  | 220
DigitalTwin | ElectricalPanelBoardMlo | MaxNumberOfPoles | Max number of poles | integer | [8 empty] | FALSE | FALSE |  |  |  | 4
DigitalTwin | ElectricalPanelBoardMlo | MainBusMaterial | Material | string |  |  | 1 | 50 |  |  |  |  | FALSE | FALSE
DigitalTwin | ElectricalPanelBoardMlo | MainBusCurrentRating | Current rating | number | 19 | 6 | [5 empty] | V | FALSE | FALSE |  |  |  | 220
DigitalTwin | ElectricalPanelBoardMlo | MainBusName | Main bus name | string |  |  | 1 | 200 |  |  |  |  | FALSE | FALSE
DigitalTwin | ElectricalPanelBoardMlo | MainBusCommissionDate | Electrical panel board mlo commission date in yyyy-mm-ddThh:mm:ssZ form (conform to ISO 8061) | date-time | [8 empty] | FALSE | FALSE
DigitalTwin | ElectricalPanelBoardMlo | MainBusExpectedEndOfLife | Electrical panel board mlo expected end of life date in yyyy-mm-ddThh:mm:ssZ form (conform to ISO 8061) | date-time | [8 empty] | FALSE | FALSE
DigitalTwin | ElectricalPanelBoardMlo | MainBusDurationLifeYear | Electrical panel board mlo life span of component in years | integer | [5 empty] | 1 | 99 |  | FALSE | FALSE
DigitalTwin | ElectricalPanelBoardMlo | MainBusExpectedReplacementCost | Electrical panel board mlo expected replacement costs | number | 28 | 4 |  |  |  | 1 | 999999 |  | FALSE | FALSE |  |  |  | 223.21
DigitalTwin | ElectricalPanelBoardMlo | MainBusInitialCost | Electrical panel board mlo initial cost | number | 28 | 4 |  |  |  | 1 | 999999 |  | FALSE | FALSE |  |  |  | 223.21
DigitalTwin | ElectricalPanelBoardMlo | MainBusInstallationDate | Installation date in yyyy-mm-ddThh:mm:ssZ form (conform to ISO 8061) | date-time | [8 empty] | FALSE | FALSE
DigitalTwin | ElectricalPanelBoardMlo | MainBusMaintenanceInterval | Electrical panel board mlo maintenance interval either as string: monthly, quarterly, etc. or as month | string |  |  | 1 | 50 |  |  |  |  | FALSE | FALSE |  |  |  | quarterly
DigitalTwin | ElectricalPanelBoardMlo | MainBusTurnoverDate | Electrical panel board mlo turnover date in yyyy-mm-ddThh:mm:ssZ form (conform to ISO 8061) | date-time | [8 empty] | FALSE | FALSE
DigitalTwin | ElectricalPanelBoardMlo | MainBusModelNumber | Model number of electrical panel board mlo | string |  |  | 1 | 50 |  |  |  |  | FALSE | FALSE |  |  |  | xan51425612
DigitalTwin | ElectricalPanelBoardMlo | MainBusTagNumber | Electrical panel board mlo tag number | string |  |  | 1 | 50 |  |  |  |  | FALSE | FALSE |  |  |  | 27465192
DigitalTwin | ElectricalPanelBoardMlo | MainBusSerialNumber | Serial number of electrical panel board mlo | string |  |  | 1 | 50 |  |  |  |  | FALSE | FALSE |  |  |  | xan51425612
DigitalTwin | ElectricalSystem | ElectricalSystemId | Unique identifier either coming from previous system otherwise it needs to be defined | string |  |  | 1 | 50 |  |  |  |  | TRUE | TRUE |  |  |  | ES-28216
DigitalTwin | ElectricalSystem | SystemId | Unique identifier either coming from previous system otherwise it needs to be defined | string |  |  | 1 | 50 |  |  |  |  | TRUE | FALSE | Foreign Key | fk ElectricalSystem.SystemId to System.SystemId | 0..n | S-17281
DigitalTwin | ElectricalSystem | ElectricalSource | Electrical source | string |  |  | 1 | 50 |  |  |  |  | FALSE | FALSE |  |  |  | Renewable energy
DigitalTwin | ElectricalSystem | ElectricalPowerFactor | Power factor usually in percentage and expression of energy efficiency | number | 19 | 6 | [5 empty] | % | FALSE | FALSE |  |  |  | 95
DigitalTwin | ElectricalSystem | CurrentDraw | Amount of current an amplifier demands while it is operating in amps | number | 19 | 6 | [5 empty] | A | FALSE | FALSE |  |  |  | 0.83
DigitalTwin | ElectricalSystem | ElectricalCurrentDensity | Amount of electric current flowing through a unit cross-sectional area | number | 19 | 6 | [5 empty] | A/sqm | FALSE | FALSE |  |  |  | 0.83
DigitalTwin | ElectricalSystem | TrueCurrent | True amount of current | number | 19 | 6 | [5 empty] | A | FALSE | FALSE
DigitalTwin | ElectricalSystem | TrueLoad | True amount of load | number | 19 | 6 | [6 empty] | FALSE | FALSE
DigitalTwin | ElectricalSystem | TotalPanels | Number of panels | integer | [8 empty] | FALSE | FALSE |  |  |  | 3
DigitalTwin | ElectricalSystem | NumberOfPoles | Number of poles | integer | [8 empty] | FALSE | FALSE |  |  |  | 4
DigitalTwin | ElectricalSystem | MaximumNumberOfPoleBreakers | Maximum number of pole breakers | integer | [8 empty] | FALSE | FALSE |  |  |  | 2
DigitalTwin | ElectricalSystem | CircuitName | Circuit name | string |  |  | 1 | 200 |  |  |  |  | FALSE | FALSE
DigitalTwin | ElectricalSystem | CircuitNumber | Circuit number | string |  |  | 1 | 50 |  |  |  |  | FALSE | FALSE
DigitalTwin | ElectricalSystem | CircuitLoadName | Circuit load name | string |  |  | 1 | 200 |  |  |  |  | FALSE | FALSE
DigitalTwin | ElectricalSystem | DedicatedCircuit | Dedicated circuit (Y/N) | boolean | [8 empty] | FALSE | FALSE |  |  |  | true
DigitalTwin | ElectricalSystem | WireType | Type of wire | string |  |  | 1 | 50 |  |  |  |  | FALSE | FALSE |  |  |  | Direct-Buried Cable
DigitalTwin | ElectricalSystem | WireSize | Size of wire in square millimeters | number | 19 | 6 | [5 empty] | sqmm | FALSE | FALSE |  |  |  | 2024-05-02
DigitalTwin | ElectricalSystem | NumberOfRuns | Number of runs | integer | [8 empty] | FALSE | FALSE |  |  |  | 4
DigitalTwin | ElectricalSystem | NumberOfHotConductors | Number of hot conductors | integer | [8 empty] | FALSE | FALSE |  |  |  | 6
DigitalTwin | ElectricalSystem | NumberOfNeutralConductors | Number of neutral conductors | integer | [8 empty] | FALSE | FALSE |  |  |  | 6
DigitalTwin | ElectricalSystem | EstimatedDemand | Estimated demand | number | 19 | 6 | [6 empty] | FALSE | FALSE |  |  |  | 2023-02-01
DigitalTwin | ElectricalSystem | ConnectedDemand | Connected demand. The sum of ratings of all electrical equipments that are connected at the supply point regardless of their status of operation | number | 19 | 6 | [5 empty] | kW | FALSE | FALSE |  |  |  | 1961-02-01
DigitalTwin | ElectricalSystem | HVACEstimatedDemand | Estimated demand HVAC | number | 19 | 6 | [6 empty] | FALSE | FALSE |  |  |  | 1
DigitalTwin | ElectricalSystem | HVACConnectedDemand | Connected demand HVAC | number | 19 | 6 | [5 empty] | kW | FALSE | FALSE |  |  |  | 2024-02-01
DigitalTwin | ElectricalSystem | LightingEstimatedDemand | Estimated demand lighting | number | 19 | 6 | [6 empty] | FALSE | FALSE |  |  |  | 0.5
DigitalTwin | ElectricalSystem | LightingConnectedDemand | Connected demand lighting | number | 19 | 6 | [5 empty] | kW | FALSE | FALSE |  |  |  | 0.6
DigitalTwin | ElectricalSystem | PowerEstimatedDemand | Estimated demand power | number | 19 | 6 | [6 empty] | FALSE | FALSE |  |  |  | 0.6
DigitalTwin | ElectricalSystem | PowerConnectedDemand | Connected demand power | number | 19 | 6 | [5 empty] | kW | FALSE | FALSE |  |  |  | 0.6
DigitalTwin | ElectricalSystem | OtherEstimatedDemand | Estimated demand other | number | 19 | 6 | [6 empty] | FALSE | FALSE |  |  |  | 0.13
DigitalTwin | ElectricalSystem | OtherConnectedDemand | Connected demand other | number | 19 | 6 | [5 empty] | kW | FALSE | FALSE |  |  |  | 0.21
DigitalTwin | ElectricalVehicleChargingStation | ElectricalVehicleChargingStationId | Unique identifier either coming from previous system otherwise it needs to be defined | string |  |  | 1 | 50 |  |  |  |  | TRUE | TRUE |  |  |  | T-2615
DigitalTwin | ElectricalVehicleChargingStation | ComponentTypeId | Unique identifier either coming from previous system otherwise it needs to be defined | string |  |  | 1 | 50 |  |  |  |  | TRUE | FALSE | Foreign Key | fk ElectricalVehicleChargingStation.ComponentTypeId to ComponentType.ComponentTypeId | 0..n | T-2615
DigitalTwin | ElectricalVehicleChargingStation | ChargingLevel | Charging level | integer | [8 empty] | FALSE | FALSE |  |  |  | 1
DigitalTwin | ElectronicSafetyAndSecuritySystem | ElectronicSafetyAndSecuritySystemId | Unique identifier either coming from previous system otherwise it needs to be defined | string |  |  | 1 | 50 |  |  |  |  | TRUE | TRUE |  |  |  | ESAS-1353
DigitalTwin | ElectronicSafetyAndSecuritySystem | SystemId | Unique identifier either coming from previous system otherwise it needs to be defined | string |  |  | 1 | 50 |  |  |  |  | TRUE | FALSE | Foreign Key | fk ElectronicSafetyAndSecuritySystem.SystemId to System.SystemId | 0..n | S-17281
DigitalTwin | ElectronicSafetyAndSecuritySystem | AlarmType | Type of alarm | string |  |  | 1 | 50 |  |  |  |  | FALSE | FALSE
DigitalTwin | ElectronicSafetyAndSecuritySystem | StatusCode | Status code of alarm | string |  |  | 1 | 50 |  |  |  |  | FALSE | FALSE
DigitalTwin | ElectronicSafetyAndSecuritySystem | SystemStatus | System status of electronic safety and security system | string |  |  | 1 | 50 |  |  |  |  | FALSE | FALSE |  |  |  | Active
DigitalTwin | ElectronicSafetyAndSecuritySystem | BackupBatteryCapacity | Backup battery capacity (Y/N) | boolean | [8 empty] | FALSE | FALSE |  |  |  | true
DigitalTwin | ElectronicSafetyAndSecuritySystem | DisplayType | Type of display | string |  |  | 1 | 50 |  |  |  |  | FALSE | FALSE
DigitalTwin | ElectronicSafetyAndSecuritySystem | FailSafeCapability | Fail safe capability (Y/N) | boolean | [8 empty] | FALSE | FALSE |  |  |  | true
DigitalTwin | Elevator | ElevatorId | Unique identifier either coming from previous system otherwise it needs to be defined | string |  |  | 1 | 50 |  |  |  |  | TRUE | TRUE |  |  |  | ITR-123
DigitalTwin | Elevator | ComponentTypeId | Unique identifier either coming from previous system otherwise it needs to be defined | string |  |  | 1 | 50 |  |  |  |  | TRUE | FALSE | Foreign Key | fk Elevator.ComponentTypeId to ComponentType.ComponentTypeId | 0..n | T-2615
DigitalTwin | Elevator | Type | Elevator type | string |  |  | 1 | 50 |  |  |  |  | FALSE | FALSE
DigitalTwin | Elevator | PersonCapacity | Person capacity | integer | [8 empty] | FALSE | FALSE
DigitalTwin | Elevator | WeightCapacity | Heating capacity in british thermal unit (btu) | number | 19 | 6 | [5 empty] | kg | FALSE | FALSE |  |  |  | 6000
DigitalTwin | Elevator | MaxTravelSpeed | Max travel speed | number | 19 | 6 |  |  |  |  | 999999 | m/s | FALSE | FALSE |  |  |  | 1965-01-01
DigitalTwin | Elevator | MaxTravelDistance | Max travel distance | number | 19 | 6 |  |  |  |  | 999999 | m | FALSE | FALSE |  |  |  | 60
DigitalTwin | Elevator | MaxLandings | Max landings | number | 19 | 6 |  |  |  |  | 999999 | m/s | FALSE | FALSE |  |  |  | 10
DigitalTwin | Elevator | FireServiceAccessElevator | Fire service access elevator | boolean | [8 empty] | FALSE | FALSE |  |  |  | true
DigitalTwin | Elevator | EmergencyCommunicationTwoWayVoice | Emergency communication two way voice | boolean | [8 empty] | FALSE | FALSE |  |  |  | true
DigitalTwin | Elevator | EmergencyCommunicationTwoWayMessageDisplay | Emergency communication two way message display | boolean | [8 empty] | FALSE | FALSE |  |  |  | true
DigitalTwin | Elevator | EmergencyCommunicationOneWayVideo | Emergency communication two way message display | boolean | [8 empty] | FALSE | FALSE |  |  |  | true
DigitalTwin | ElevatorMachine | ElevatorMachineId | Unique identifier either coming from previous system otherwise it needs to be defined | string |  |  | 1 | 50 |  |  |  |  | TRUE | TRUE |  |  |  | ITR-123
DigitalTwin | ElevatorMachine | ComponentTypeId | Unique identifier either coming from previous system otherwise it needs to be defined | string |  |  | 1 | 50 |  |  |  |  | TRUE | FALSE | Foreign Key | fk ElevatorMachine.ComponentTypeId to ComponentType.ComponentTypeId | 0..n | T-2615
DigitalTwin | ElevatorMachine | Type | Elevator machine type | string |  |  | 1 | 50 |  |  |  |  | FALSE | FALSE
DigitalTwin | ElevatorMachine | WeightCapacity | Heating capacity in british thermal unit (btu) | number | 19 | 6 | [5 empty] | kg | FALSE | FALSE |  |  |  | 6000
DigitalTwin | ElevatorMachine | MotorPower | Motor power | number | 19 | 6 | [5 empty] | kW | FALSE | FALSE
DigitalTwin | Escalator | EscalatorId | Unique identifier either coming from previous system otherwise it needs to be defined | string |  |  | 1 | 50 |  |  |  |  | TRUE | TRUE |  |  |  | ITR-123
DigitalTwin | Escalator | ComponentTypeId | Unique identifier either coming from previous system otherwise it needs to be defined | string |  |  | 1 | 50 |  |  |  |  | TRUE | FALSE | Foreign Key | fk Escalator.ComponentTypeId to ComponentType.ComponentTypeId | 0..n | T-2615
DigitalTwin | Escalator | Type | Escalator type | string |  |  | 1 | 50 |  |  |  |  | FALSE | FALSE
DigitalTwin | Escalator | StepWidth | Step width | number | 19 | 6 | [5 empty] | cm | FALSE | FALSE
DigitalTwin | Escalator | MaxVerticalRise | Motor power | number | 19 | 6 | [5 empty] | cm | FALSE | FALSE
DigitalTwin | Escalator | MaxTravelSpeed | Speed of escalator | number | 19 | 6 |  |  |  |  | 999999 | m/s | FALSE | FALSE |  |  |  | 0.65
DigitalTwin | Escalator | Inclination | Inclination | string |  |  | 1 | 50 |  |  |  |  | FALSE | FALSE
DigitalTwin | EthernetSwitchPort | EthernetSwitchPortId | Unique identifier either coming from previous system otherwise it needs to be defined | string |  |  | 1 | 50 |  |  |  |  | TRUE | TRUE |  |  |  | ESP-1
DigitalTwin | EthernetSwitchPort | DataNetworkEquipmentId | Unique identifier either coming from previous system otherwise it needs to be defined | string |  |  | 1 | 50 |  |  |  |  | TRUE | FALSE | Foreign Key | fk EthernetSwitchPort.DataNetworkEquipmentId to DataNetworkEquipment.DataNetworkEquipmentId | 0..n | DNE-13
DigitalTwin | EthernetSwitchPort | MountedInRack | Mounted in it rack | boolean | [8 empty] | FALSE | FALSE |  |  |  | true
DigitalTwin | EthernetSwitchPort | RackPosition | It rack position | string |  |  | 1 | 50 |  |  |  |  | FALSE | FALSE
DigitalTwin | EthernetSwitchPort | PortType | Port type | string |  |  | 1 | 50 |  |  |  |  | FALSE | FALSE
DigitalTwin | EthernetSwitchPort | PortSpeed | Port speed | number | 19 | 6 | [5 empty] | Mbps | FALSE | FALSE |  |  |  | 2900
DigitalTwin | FanCoilUnit | FanCoilUnitId | Unique identifier either coming from previous system otherwise it needs to be defined | string |  |  | 1 | 50 |  |  |  |  | TRUE | TRUE |  |  |  | FCU-1
DigitalTwin | FanCoilUnit | TerminalUnitId | Unique identifier either coming from previous system otherwise it needs to be defined | string |  |  | 1 | 50 |  |  |  |  | TRUE | FALSE | Foreign Key | fk FanCoilUnit.TerminalUnitId to TerminalUnit.TerminalUnitId | 0..n | HV-1
DigitalTwin | FanCoilUnit | MinAirflowRating | Min flow capacity | number | 19 | 6 | [5 empty] | cubm/h | FALSE | FALSE |  |  |  | 10
DigitalTwin | FanCoilUnit | MaxAirflowRating | Max flow capacity | number | 19 | 6 | [5 empty] | cubm/h | FALSE | FALSE |  |  |  | 150
DigitalTwin | FanCoilUnit | DuctInletShape | Duct inlet shape | number | 19 | 6 | [5 empty] | mm | FALSE | FALSE
DigitalTwin | FanCoilUnit | DuctInletSize | Duct inlet size | number | 19 | 6 | [5 empty] | mm | FALSE | FALSE
DigitalTwin | FanCoilUnit | DuctInletConfiguration | Duct inlet configuration | string |  |  | 1 | 200 |  |  |  |  | FALSE | FALSE
DigitalTwin | FanCoilUnit | DuctInletName | Name of Duct inlet | string |  |  | 1 | 200 |  |  |  |  | FALSE | FALSE |  |  |  | Door
DigitalTwin | FanCoilUnit | DuctInletCommissionDate | Commission date if duct inlet in yyyy-mm-ddThh:mm:ssZ form (conform to ISO 8061) | date-time | [8 empty] | FALSE | FALSE
DigitalTwin | FanCoilUnit | DuctInletExpectedEndOfLife | Expected end of life date in yyyy-mm-ddThh:mm:ssZ form (conform to ISO 8061) | date-time | [8 empty] | FALSE | FALSE
DigitalTwin | FanCoilUnit | DuctInletExpectedReplacementCost | Duct inlet expected replacement costs | number | 28 | 4 |  |  |  | 1 | 999999 |  | FALSE | FALSE |  |  |  | 223.21
DigitalTwin | FanCoilUnit | DuctInletInitialCost | Duct inlet initial cost | number | 28 | 4 |  |  |  | 1 | 999999 |  | FALSE | FALSE |  |  |  | 223.21
DigitalTwin | FanCoilUnit | DuctInletCurrency | Currency | string |  |  | 1 | 50 | AFN ¦ ALL ¦ DZD ¦ USD ¦ EUR ¦ AOA ¦ XCD ¦ ARS ¦ AMD ¦ AWG ¦ AUD ¦ AZN ¦ BSD ¦ BHD ¦ BDT ¦ BBD ¦ BYN ¦ BZD ¦ XOF ¦ BMD ¦ BTN ¦ INR ¦ BOB ¦ BOV ¦ BAM ¦ BWP ¦ NOK ¦ BRL ¦ BND ¦ BGN ¦ BIF ¦ CVE ¦ KHR ¦ XAF ¦ CAD ¦ KYD ¦ CLF ¦ CLP ¦ CNY ¦ COP ¦ COU ¦ KMF ¦ CDF ¦ NZD ¦ CRC ¦ HRK ¦ CUC ¦ CUP ¦ ANG ¦ CZK ¦ DKK ¦ DJF ¦ DOP ¦ EGP ¦ SVC ¦ ERN ¦ ETB ¦ FKP ¦ FJD ¦ XPF ¦ GMD ¦ GEL ¦ GHS ¦ GIP ¦ GTQ ¦ GBP ¦ GNF ¦ GYD ¦ HTG ¦ HNL ¦ HKD ¦ HUF ¦ ISK ¦ IDR ¦ XDR ¦ IRR ¦ IQD ¦ ILS ¦ JMD ¦ JPY ¦ JOD ¦ KZT ¦ KES ¦ KPW ¦ KRW ¦ KWD ¦ KGS ¦ LAK ¦ LBP ¦ LSL ¦ ZAR ¦ LRD ¦ LYD ¦ CHF ¦ MOP ¦ MGA ¦ MWK ¦ MYR ¦ MVR ¦ MRU ¦ MUR ¦ XUA ¦ MXN ¦ MXV ¦ MDL ¦ MNT ¦ MAD ¦ MZN ¦ MMK ¦ NAD ¦ NPR ¦ NIO ¦ NGN ¦ OMR ¦ PKR ¦ PAB ¦ PGK ¦ PYG ¦ PEN ¦ PHP ¦ PLN ¦ QAR ¦ MKD ¦ RON ¦ RUB ¦ RWF ¦ SHP ¦ WST ¦ STN ¦ SAR ¦ RSD ¦ SCR ¦ SLL ¦ SGD ¦ XSU ¦ SBD ¦ SOS ¦ SSP ¦ LKR ¦ SDG ¦ SRD ¦ SZL ¦ SEK ¦ CHE ¦ CHW ¦ SYP ¦ TWD ¦ TJS ¦ TZS ¦ THB ¦ TOP ¦ TTD ¦ TND ¦ TRY ¦ TMT ¦ UGX ¦ UAH ¦ AED ¦ USN ¦ UYI ¦ UYU ¦ UZS ¦ VUV ¦ VEF ¦ VED ¦ VND ¦ YER ¦ ZMW ¦ ZWL |  |  |  | FALSE | FALSE |  |  |  | EUR
DigitalTwin | FanCoilUnit | DuctInletInstallationDate | Duct inlet Installation date in yyyy-mm-ddThh:mm:ssZ form (conform to ISO 8061) | date-time | [8 empty] | FALSE | FALSE
DigitalTwin | FanCoilUnit | DuctInletMaintenanceInterval | Duct inlet maintenance interval either as string: monthly, quarterly, etc. or as month | string |  |  | 1 | 50 |  |  |  |  | FALSE | FALSE |  |  |  | quarterly
DigitalTwin | FanCoilUnit | DuctInletTurnoverDate | Duct inlet turnover date in yyyy-mm-ddThh:mm:ssZ form (conform to ISO 8061) | date-time | [8 empty] | FALSE | FALSE
DigitalTwin | FanCoilUnit | DuctInletModel | Duct inlet model number | string |  |  | 1 | 200 |  |  |  |  | FALSE | FALSE |  |  |  | 17240-K28-910
DigitalTwin | FanCoilUnit | DuctInletTagNumber | Tag number | string |  |  | 1 | 50 |  |  |  |  | FALSE | FALSE |  |  |  | 271836
DigitalTwin | FanCoilUnit | DuctInletSerialNumber | Serial number of component | string |  |  | 1 | 50 |  |  |  |  | FALSE | FALSE |  |  |  | DI2718
DigitalTwin | FanCoilUnit | Type | Fan coil unit type | string |  |  | 1 | 50 |  |  |  |  | FALSE | FALSE
DigitalTwin | FanCoilUnit | RefrigerantType | Refrigerant type | string |  |  | 1 | 50 |  |  |  |  | FALSE | FALSE
DigitalTwin | FanCoilUnit | NominalCoolingCapacity | Nominal cooling capacity | number | 19 | 6 | [5 empty] | kW | FALSE | FALSE
DigitalTwin | FanCoilUnit | NetSensibleCoolingCapacity | Net sensible cooling capacity | number | 19 | 6 | [5 empty] | kW | FALSE | FALSE
DigitalTwin | FanCoilUnit | FilterType | Filter type | string |  |  | 1 | 50 |  |  |  |  | FALSE | FALSE
DigitalTwin | FanCoilUnit | PrimaryCoolingMethodType | Primary cooling method type | string |  |  | 1 | 50 |  |  |  |  | FALSE | FALSE
DigitalTwin | FanCoilUnit | PrimaryCoolingMethodRefrigerantType | Primary cooling refrigerant type | string |  |  | 1 | 50 |  |  |  |  | FALSE | FALSE
DigitalTwin | FanCoilUnit | PrimaryCoolingOutsideDiameter | Primary cooling outside diameter | number | 19 | 6 | [5 empty] | mm | FALSE | FALSE
DigitalTwin | FanCoilUnit | PrimaryCoolingName | Primary cooling name of product | string |  |  | 1 | 200 |  |  |  |  | FALSE | FALSE |  |  |  | Door
DigitalTwin | FanCoilUnit | PrimaryCoolingCommissionDate | Primary cooling commission date in yyyy-mm-ddThh:mm:ssZ form (conform to ISO 8061) | date-time | [8 empty] | FALSE | FALSE
DigitalTwin | FanCoilUnit | PrimaryCoolingExpectedEndOfLife | Primary cooling expected end of life date in yyyy-mm-ddThh:mm:ssZ form (conform to ISO 8061) | date-time | [8 empty] | FALSE | FALSE
DigitalTwin | FanCoilUnit | PrimaryCoolingDurationLifeYear | Primary cooling life span of component in years | integer | [5 empty] | 1 | 99 |  | FALSE | FALSE
DigitalTwin | FanCoilUnit | PrimaryCoolingExpectedReplacementCost | Primary cooling expected replacement costs | number | 28 | 4 |  |  |  | 1 | 999999 |  | FALSE | FALSE |  |  |  | 223.21
DigitalTwin | FanCoilUnit | PrimaryCoolingInitialCost | Primary cooling initial cost | number | 28 | 4 |  |  |  | 1 | 999999 |  | FALSE | FALSE |  |  |  | 223.21
DigitalTwin | FanCoilUnit | PrimaryCoolingInstallationDate | Installation date in yyyy-mm-ddThh:mm:ssZ form (conform to ISO 8061) | date-time | [8 empty] | FALSE | FALSE
DigitalTwin | FanCoilUnit | PrimaryCoolingMaintenanceInterval | Primary cooling maintenance interval either as string: monthly, quarterly, etc. or as month | string |  |  | 1 | 50 |  |  |  |  | FALSE | FALSE |  |  |  | quarterly
DigitalTwin | FanCoilUnit | PrimaryCoolingTurnoverDate | Primary cooling turnover date in yyyy-mm-ddThh:mm:ssZ form (conform to ISO 8061) | date-time | [8 empty] | FALSE | FALSE
DigitalTwin | FanCoilUnit | PrimaryCoolingModelNumber | Model number of primary cooling | string |  |  | 1 | 50 |  |  |  |  | FALSE | FALSE |  |  |  | xan51425612
DigitalTwin | FanCoilUnit | PrimaryCoolingTagNumber | Primary cooling tag number | string |  |  | 1 | 50 |  |  |  |  | FALSE | FALSE |  |  |  | 27465192
DigitalTwin | FanCoilUnit | PrimaryCoolingSerialNumber | Serial number of primary cooling | string |  |  | 1 | 50 |  |  |  |  | FALSE | FALSE |  |  |  | xan51425612
DigitalTwin | FanCoilUnit | SecondaryCoolingMethodType | Secondary cooling method type | string |  |  | 1 | 50 |  |  |  |  | FALSE | FALSE
DigitalTwin | FanCoilUnit | SecondaryCoolingMethodRefrigerantType | Secondary cooling refrigerant type | string |  |  | 1 | 50 |  |  |  |  | FALSE | FALSE
DigitalTwin | FanCoilUnit | SecondaryCoolingOutsideDiameter | Secondary cooling outside diameter | number | 19 | 6 | [5 empty] | mm | FALSE | FALSE
DigitalTwin | FanCoilUnit | SecondaryCoolingName | Secondary cooling name of product | string |  |  | 1 | 200 |  |  |  |  | FALSE | FALSE |  |  |  | Door
DigitalTwin | FanCoilUnit | SecondaryCoolingCommissionDate | Secondary cooling commission date in yyyy-mm-ddThh:mm:ssZ form (conform to ISO 8061) | date-time | [8 empty] | FALSE | FALSE
DigitalTwin | FanCoilUnit | SecondaryCoolingExpectedEndOfLife | Secondary cooling expected end of life date in yyyy-mm-ddThh:mm:ssZ form (conform to ISO 8061) | date-time | [8 empty] | FALSE | FALSE
DigitalTwin | FanCoilUnit | SecondaryCoolingDurationLifeYear | Secondary cooling life span of component in years | integer | [5 empty] | 1 | 99 |  | FALSE | FALSE
DigitalTwin | FanCoilUnit | SecondaryCoolingExpectedReplacementCost | Secondary cooling expected replacement costs | number | 28 | 4 |  |  |  | 1 | 999999 |  | FALSE | FALSE |  |  |  | 223.21
DigitalTwin | FanCoilUnit | SecondaryCoolingInitialCost | Secondary cooling initial cost | number | 28 | 4 |  |  |  | 1 | 999999 |  | FALSE | FALSE |  |  |  | 223.21
DigitalTwin | FanCoilUnit | SecondaryCoolingInstallationDate | Installation date in yyyy-mm-ddThh:mm:ssZ form (conform to ISO 8061) | date-time | [8 empty] | FALSE | FALSE
DigitalTwin | FanCoilUnit | SecondaryCoolingMaintenanceInterval | Secondary cooling maintenance interval either as string: monthly, quarterly, etc. or as month | string |  |  | 1 | 50 |  |  |  |  | FALSE | FALSE |  |  |  | quarterly
DigitalTwin | FanCoilUnit | SecondaryCoolingTurnoverDate | Secondary cooling turnover date in yyyy-mm-ddThh:mm:ssZ form (conform to ISO 8061) | date-time | [8 empty] | FALSE | FALSE
DigitalTwin | FanCoilUnit | SecondaryCoolingModelNumber | Model number of secondary cooling | string |  |  | 1 | 50 |  |  |  |  | FALSE | FALSE |  |  |  | xan51425612
DigitalTwin | FanCoilUnit | SecondaryCoolingTagNumber | Secondary cooling tag number | string |  |  | 1 | 50 |  |  |  |  | FALSE | FALSE |  |  |  | 27465192
DigitalTwin | FanCoilUnit | SecondaryCoolingSerialNumber | Serial number of secondary cooling | string |  |  | 1 | 50 |  |  |  |  | FALSE | FALSE |  |  |  | xan51425612
DigitalTwin | FanCoilUnit | FanNominalAirflow | Fan nominal airflow | number | 19 | 6 | [5 empty] | cubm/h | FALSE | FALSE
DigitalTwin | FanCoilUnit | FanMotorPower | Fan motor power | number | 19 | 6 | [5 empty] | kW | FALSE | FALSE
DigitalTwin | FanCoilUnit | FanMinAirflowRating | Fan min flow capacity | number | 19 | 6 | [5 empty] | cubm/h | FALSE | FALSE |  |  |  | 10
DigitalTwin | FanCoilUnit | FanMaxAirflowRating | Fan max flow capacity | number | 19 | 6 | [5 empty] | cubm/h | FALSE | FALSE |  |  |  | 150
DigitalTwin | FanCoilUnit | FanDriveType | Fan fan drive type | string |  |  | 1 | 50 |  |  |  |  | FALSE | FALSE
DigitalTwin | FanCoilUnit | FanName | Name of fan | string |  |  | 1 | 200 |  |  |  |  | FALSE | FALSE |  |  |  | Door
DigitalTwin | FanCoilUnit | FanCommissionDate | Fan commission date in yyyy-mm-ddThh:mm:ssZ form (conform to ISO 8061) | date-time | [8 empty] | FALSE | FALSE
DigitalTwin | FanCoilUnit | FanExpectedEndOfLife | Fan expected end of life date in yyyy-mm-ddThh:mm:ssZ form (conform to ISO 8061) | date-time | [8 empty] | FALSE | FALSE
DigitalTwin | FanCoilUnit | FanDurationLifeYear | Fan life span of component in years | integer | [5 empty] | 1 | 99 |  | FALSE | FALSE
DigitalTwin | FanCoilUnit | FanExpectedReplacementCost | Fan expected replacement costs | number | 28 | 4 |  |  |  | 1 | 999999 |  | FALSE | FALSE |  |  |  | 223.21
DigitalTwin | FanCoilUnit | FanInitialCost | Fan initial cost | number | 28 | 4 |  |  |  | 1 | 999999 |  | FALSE | FALSE |  |  |  | 223.21
DigitalTwin | FanCoilUnit | Currency | Currency | string |  |  | 1 | 50 | AFN ¦ ALL ¦ DZD ¦ USD ¦ EUR ¦ AOA ¦ XCD ¦ ARS ¦ AMD ¦ AWG ¦ AUD ¦ AZN ¦ BSD ¦ BHD ¦ BDT ¦ BBD ¦ BYN ¦ BZD ¦ XOF ¦ BMD ¦ BTN ¦ INR ¦ BOB ¦ BOV ¦ BAM ¦ BWP ¦ NOK ¦ BRL ¦ BND ¦ BGN ¦ BIF ¦ CVE ¦ KHR ¦ XAF ¦ CAD ¦ KYD ¦ CLF ¦ CLP ¦ CNY ¦ COP ¦ COU ¦ KMF ¦ CDF ¦ NZD ¦ CRC ¦ HRK ¦ CUC ¦ CUP ¦ ANG ¦ CZK ¦ DKK ¦ DJF ¦ DOP ¦ EGP ¦ SVC ¦ ERN ¦ ETB ¦ FKP ¦ FJD ¦ XPF ¦ GMD ¦ GEL ¦ GHS ¦ GIP ¦ GTQ ¦ GBP ¦ GNF ¦ GYD ¦ HTG ¦ HNL ¦ HKD ¦ HUF ¦ ISK ¦ IDR ¦ XDR ¦ IRR ¦ IQD ¦ ILS ¦ JMD ¦ JPY ¦ JOD ¦ KZT ¦ KES ¦ KPW ¦ KRW ¦ KWD ¦ KGS ¦ LAK ¦ LBP ¦ LSL ¦ ZAR ¦ LRD ¦ LYD ¦ CHF ¦ MOP ¦ MGA ¦ MWK ¦ MYR ¦ MVR ¦ MRU ¦ MUR ¦ XUA ¦ MXN ¦ MXV ¦ MDL ¦ MNT ¦ MAD ¦ MZN ¦ MMK ¦ NAD ¦ NPR ¦ NIO ¦ NGN ¦ OMR ¦ PKR ¦ PAB ¦ PGK ¦ PYG ¦ PEN ¦ PHP ¦ PLN ¦ QAR ¦ MKD ¦ RON ¦ RUB ¦ RWF ¦ SHP ¦ WST ¦ STN ¦ SAR ¦ RSD ¦ SCR ¦ SLL ¦ SGD ¦ XSU ¦ SBD ¦ SOS ¦ SSP ¦ LKR ¦ SDG ¦ SRD ¦ SZL ¦ SEK ¦ CHE ¦ CHW ¦ SYP ¦ TWD ¦ TJS ¦ TZS ¦ THB ¦ TOP ¦ TTD ¦ TND ¦ TRY ¦ TMT ¦ UGX ¦ UAH ¦ AED ¦ USN ¦ UYI ¦ UYU ¦ UZS ¦ VUV ¦ VEF ¦ VED ¦ VND ¦ YER ¦ ZMW ¦ ZWL |  |  |  | FALSE | FALSE |  |  |  | EUR
DigitalTwin | FanCoilUnit | FanInstallationDate | Installation date in yyyy-mm-ddThh:mm:ssZ form (conform to ISO 8061) | date-time | [8 empty] | FALSE | FALSE
DigitalTwin | FanCoilUnit | FanMaintenanceInterval | Fan maintenance interval either as string: monthly, quarterly, etc. or as month | string |  |  | 1 | 50 |  |  |  |  | FALSE | FALSE |  |  |  | quarterly
DigitalTwin | FanCoilUnit | FanTurnoverDate | Fan turnover date in yyyy-mm-ddThh:mm:ssZ form (conform to ISO 8061) | date-time | [8 empty] | FALSE | FALSE
DigitalTwin | FanCoilUnit | FanModelNumber | Model number of fan | string |  |  | 1 | 50 |  |  |  |  | FALSE | FALSE |  |  |  | xan51425612
DigitalTwin | FanCoilUnit | FanTagNumber | Fan tag number | string |  |  | 1 | 50 |  |  |  |  | FALSE | FALSE |  |  |  | 27465192
DigitalTwin | FanCoilUnit | FanSerialNumber | Serial number of fan | string |  |  | 1 | 50 |  |  |  |  | FALSE | FALSE |  |  |  | xan51425612
DigitalTwin | FanCoilUnitReheat | FanCoilUnitReheatId | Unique identifier either coming from previous system otherwise it needs to be defined | string |  |  | 1 | 50 |  |  |  |  | TRUE | TRUE |  |  |  | FPB-2123
DigitalTwin | FanCoilUnitReheat | FanCoilUnitId | Unique identifier either coming from previous system otherwise it needs to be defined | string |  |  | 1 | 50 |  |  |  |  | TRUE | FALSE | Foreign Key | fk FanCoilUnitReheat.FanCoilUnitId to FanCoilUnit.FanCoilUnitId | 0..n | FCU-1
DigitalTwin | FanCoilUnitReheat | NominalHeatingCapacity | Nominal heating capacity | number | 19 | 6 | [5 empty] | kW | FALSE | FALSE
DigitalTwin | FanCoilUnitReheat | MinAirflowRating | Min flow capacity | number | 19 | 6 | [5 empty] | cubm/h | FALSE | FALSE |  |  |  | 10
DigitalTwin | FanCoilUnitReheat | MaxAirflowRating | Max flow capacity | number | 19 | 6 | [5 empty] | cubm/h | FALSE | FALSE |  |  |  | 150
DigitalTwin | FanCoilUnitReheat | Configuration | Fan coil unit reheat configuration | string |  |  | 1 | 200 |  |  |  |  | FALSE | FALSE
DigitalTwin | FanCoilUnitReheat | DuctInletShape | Duct inlet shape | number | 19 | 6 | [5 empty] | mm | FALSE | FALSE
DigitalTwin | FanCoilUnitReheat | DuctInletSize | Duct inlet size | number | 19 | 6 | [5 empty] | mm | FALSE | FALSE
DigitalTwin | FanCoilUnitReheat | DuctInletConfiguration | Duct inlet configuration | string |  |  | 1 | 200 |  |  |  |  | FALSE | FALSE
DigitalTwin | FanCoilUnitReheat | DuctInletName | Name of Duct inlet | string |  |  | 1 | 200 |  |  |  |  | FALSE | FALSE |  |  |  | Door
DigitalTwin | FanCoilUnitReheat | DuctInletCommissionDate | Commission date if duct inlet in yyyy-mm-ddThh:mm:ssZ form (conform to ISO 8061) | date-time | [8 empty] | FALSE | FALSE
DigitalTwin | FanCoilUnitReheat | DuctInletExpectedEndOfLife | Expected end of life date in yyyy-mm-ddThh:mm:ssZ form (conform to ISO 8061) | date-time | [8 empty] | FALSE | FALSE
DigitalTwin | FanCoilUnitReheat | DuctInletExpectedReplacementCost | Duct inlet expected replacement costs | number | 28 | 4 |  |  |  | 1 | 999999 |  | FALSE | FALSE |  |  |  | 223.21
DigitalTwin | FanCoilUnitReheat | DuctInletInitialCost | Duct inlet initial cost | number | 28 | 4 |  |  |  | 1 | 999999 |  | FALSE | FALSE |  |  |  | 223.21
DigitalTwin | FanCoilUnitReheat | DuctInletCurrency | Currency | string |  |  | 1 | 50 | AFN ¦ ALL ¦ DZD ¦ USD ¦ EUR ¦ AOA ¦ XCD ¦ ARS ¦ AMD ¦ AWG ¦ AUD ¦ AZN ¦ BSD ¦ BHD ¦ BDT ¦ BBD ¦ BYN ¦ BZD ¦ XOF ¦ BMD ¦ BTN ¦ INR ¦ BOB ¦ BOV ¦ BAM ¦ BWP ¦ NOK ¦ BRL ¦ BND ¦ BGN ¦ BIF ¦ CVE ¦ KHR ¦ XAF ¦ CAD ¦ KYD ¦ CLF ¦ CLP ¦ CNY ¦ COP ¦ COU ¦ KMF ¦ CDF ¦ NZD ¦ CRC ¦ HRK ¦ CUC ¦ CUP ¦ ANG ¦ CZK ¦ DKK ¦ DJF ¦ DOP ¦ EGP ¦ SVC ¦ ERN ¦ ETB ¦ FKP ¦ FJD ¦ XPF ¦ GMD ¦ GEL ¦ GHS ¦ GIP ¦ GTQ ¦ GBP ¦ GNF ¦ GYD ¦ HTG ¦ HNL ¦ HKD ¦ HUF ¦ ISK ¦ IDR ¦ XDR ¦ IRR ¦ IQD ¦ ILS ¦ JMD ¦ JPY ¦ JOD ¦ KZT ¦ KES ¦ KPW ¦ KRW ¦ KWD ¦ KGS ¦ LAK ¦ LBP ¦ LSL ¦ ZAR ¦ LRD ¦ LYD ¦ CHF ¦ MOP ¦ MGA ¦ MWK ¦ MYR ¦ MVR ¦ MRU ¦ MUR ¦ XUA ¦ MXN ¦ MXV ¦ MDL ¦ MNT ¦ MAD ¦ MZN ¦ MMK ¦ NAD ¦ NPR ¦ NIO ¦ NGN ¦ OMR ¦ PKR ¦ PAB ¦ PGK ¦ PYG ¦ PEN ¦ PHP ¦ PLN ¦ QAR ¦ MKD ¦ RON ¦ RUB ¦ RWF ¦ SHP ¦ WST ¦ STN ¦ SAR ¦ RSD ¦ SCR ¦ SLL ¦ SGD ¦ XSU ¦ SBD ¦ SOS ¦ SSP ¦ LKR ¦ SDG ¦ SRD ¦ SZL ¦ SEK ¦ CHE ¦ CHW ¦ SYP ¦ TWD ¦ TJS ¦ TZS ¦ THB ¦ TOP ¦ TTD ¦ TND ¦ TRY ¦ TMT ¦ UGX ¦ UAH ¦ AED ¦ USN ¦ UYI ¦ UYU ¦ UZS ¦ VUV ¦ VEF ¦ VED ¦ VND ¦ YER ¦ ZMW ¦ ZWL |  |  |  | FALSE | FALSE |  |  |  | EUR
DigitalTwin | FanCoilUnitReheat | DuctInletInstallationDate | Duct inlet Installation date in yyyy-mm-ddThh:mm:ssZ form (conform to ISO 8061) | date-time | [8 empty] | FALSE | FALSE
DigitalTwin | FanCoilUnitReheat | DuctInletMaintenanceInterval | Duct inlet maintenance interval either as string: monthly, quarterly, etc. or as month | string |  |  | 1 | 50 |  |  |  |  | FALSE | FALSE |  |  |  | quarterly
DigitalTwin | FanCoilUnitReheat | DuctInletTurnoverDate | Duct inlet turnover date in yyyy-mm-ddThh:mm:ssZ form (conform to ISO 8061) | date-time | [8 empty] | FALSE | FALSE
DigitalTwin | FanCoilUnitReheat | DuctInletModel | Duct inlet model number | string |  |  | 1 | 200 |  |  |  |  | FALSE | FALSE |  |  |  | 17240-K28-910
DigitalTwin | FanCoilUnitReheat | DuctInletTagNumber | Tag number | string |  |  | 1 | 50 |  |  |  |  | FALSE | FALSE |  |  |  | 271836
DigitalTwin | FanCoilUnitReheat | DuctInletSerialNumber | Serial number of component | string |  |  | 1 | 50 |  |  |  |  | FALSE | FALSE |  |  |  | DI2718
DigitalTwin | FanCoilUnitReheat | FanNominalAirflow | Fan nominal airflow | number | 19 | 6 | [5 empty] | cubm/h | FALSE | FALSE
DigitalTwin | FanCoilUnitReheat | FanMotorPower | Fan motor power | number | 19 | 6 | [5 empty] | kW | FALSE | FALSE
DigitalTwin | FanCoilUnitReheat | FanMinAirflowRating | Fan min flow capacity | number | 19 | 6 | [5 empty] | cubm/h | FALSE | FALSE |  |  |  | 10
DigitalTwin | FanCoilUnitReheat | FanMaxAirflowRating | Fan max rate | number | 19 | 6 | [5 empty] | cubm/h | FALSE | FALSE |  |  |  | 150
DigitalTwin | FanCoilUnitReheat | FanDriveType | Fan fan drive type | string |  |  | 1 | 50 |  |  |  |  | FALSE | FALSE
DigitalTwin | FanCoilUnitReheat | FanName | Name of fan | string |  |  | 1 | 200 |  |  |  |  | FALSE | FALSE |  |  |  | Door
DigitalTwin | FanCoilUnitReheat | FanCommissionDate | Fan commission date in yyyy-mm-ddThh:mm:ssZ form (conform to ISO 8061) | date-time | [8 empty] | FALSE | FALSE
DigitalTwin | FanCoilUnitReheat | FanExpectedEndOfLife | Fan expected end of life date in yyyy-mm-ddThh:mm:ssZ form (conform to ISO 8061) | date-time | [8 empty] | FALSE | FALSE
DigitalTwin | FanCoilUnitReheat | FanDurationLifeYear | Fan life span of component in years | integer | [5 empty] | 1 | 99 |  | FALSE | FALSE
DigitalTwin | FanCoilUnitReheat | FanExpectedReplacementCost | Fan expected replacement costs | number | 28 | 4 |  |  |  | 1 | 999999 |  | FALSE | FALSE |  |  |  | 223.21
DigitalTwin | FanCoilUnitReheat | FanInitialCost | Fan initial cost | number | 28 | 4 |  |  |  | 1 | 999999 |  | FALSE | FALSE |  |  |  | 223.21
DigitalTwin | FanCoilUnitReheat | Currency | Currency | string |  |  | 1 | 50 | AFN ¦ ALL ¦ DZD ¦ USD ¦ EUR ¦ AOA ¦ XCD ¦ ARS ¦ AMD ¦ AWG ¦ AUD ¦ AZN ¦ BSD ¦ BHD ¦ BDT ¦ BBD ¦ BYN ¦ BZD ¦ XOF ¦ BMD ¦ BTN ¦ INR ¦ BOB ¦ BOV ¦ BAM ¦ BWP ¦ NOK ¦ BRL ¦ BND ¦ BGN ¦ BIF ¦ CVE ¦ KHR ¦ XAF ¦ CAD ¦ KYD ¦ CLF ¦ CLP ¦ CNY ¦ COP ¦ COU ¦ KMF ¦ CDF ¦ NZD ¦ CRC ¦ HRK ¦ CUC ¦ CUP ¦ ANG ¦ CZK ¦ DKK ¦ DJF ¦ DOP ¦ EGP ¦ SVC ¦ ERN ¦ ETB ¦ FKP ¦ FJD ¦ XPF ¦ GMD ¦ GEL ¦ GHS ¦ GIP ¦ GTQ ¦ GBP ¦ GNF ¦ GYD ¦ HTG ¦ HNL ¦ HKD ¦ HUF ¦ ISK ¦ IDR ¦ XDR ¦ IRR ¦ IQD ¦ ILS ¦ JMD ¦ JPY ¦ JOD ¦ KZT ¦ KES ¦ KPW ¦ KRW ¦ KWD ¦ KGS ¦ LAK ¦ LBP ¦ LSL ¦ ZAR ¦ LRD ¦ LYD ¦ CHF ¦ MOP ¦ MGA ¦ MWK ¦ MYR ¦ MVR ¦ MRU ¦ MUR ¦ XUA ¦ MXN ¦ MXV ¦ MDL ¦ MNT ¦ MAD ¦ MZN ¦ MMK ¦ NAD ¦ NPR ¦ NIO ¦ NGN ¦ OMR ¦ PKR ¦ PAB ¦ PGK ¦ PYG ¦ PEN ¦ PHP ¦ PLN ¦ QAR ¦ MKD ¦ RON ¦ RUB ¦ RWF ¦ SHP ¦ WST ¦ STN ¦ SAR ¦ RSD ¦ SCR ¦ SLL ¦ SGD ¦ XSU ¦ SBD ¦ SOS ¦ SSP ¦ LKR ¦ SDG ¦ SRD ¦ SZL ¦ SEK ¦ CHE ¦ CHW ¦ SYP ¦ TWD ¦ TJS ¦ TZS ¦ THB ¦ TOP ¦ TTD ¦ TND ¦ TRY ¦ TMT ¦ UGX ¦ UAH ¦ AED ¦ USN ¦ UYI ¦ UYU ¦ UZS ¦ VUV ¦ VEF ¦ VED ¦ VND ¦ YER ¦ ZMW ¦ ZWL |  |  |  | FALSE | FALSE |  |  |  | EUR
DigitalTwin | FanCoilUnitReheat | FanInstallationDate | Installation date in yyyy-mm-ddThh:mm:ssZ form (conform to ISO 8061) | date-time | [8 empty] | FALSE | FALSE
DigitalTwin | FanCoilUnitReheat | FanMaintenanceInterval | Fan maintenance interval either as string: monthly, quarterly, etc. or as month | string |  |  | 1 | 50 |  |  |  |  | FALSE | FALSE |  |  |  | quarterly
DigitalTwin | FanCoilUnitReheat | FanTurnoverDate | Fan turnover date in yyyy-mm-ddThh:mm:ssZ form (conform to ISO 8061) | date-time | [8 empty] | FALSE | FALSE
DigitalTwin | FanCoilUnitReheat | FanModelNumber | Model number of fan | string |  |  | 1 | 50 |  |  |  |  | FALSE | FALSE |  |  |  | xan51425612
DigitalTwin | FanCoilUnitReheat | FanTagNumber | Fan tag number | string |  |  | 1 | 50 |  |  |  |  | FALSE | FALSE |  |  |  | 27465192
DigitalTwin | FanCoilUnitReheat | FanSerialNumber | Serial number of fan | string |  |  | 1 | 50 |  |  |  |  | FALSE | FALSE |  |  |  | xan51425612
DigitalTwin | FanCoilUnitReheat | ReHeatingType | Re heating type | string |  |  | 1 | 50 |  |  |  |  | FALSE | FALSE
DigitalTwin | FanCoilUnitReheat | ReHeatingOutsideDiameter | Re heating outside diameter | number | 19 | 6 | [5 empty] | mm | FALSE | FALSE
DigitalTwin | FanCoilUnitReheat | ReHeatingName | Re heating name of product | string |  |  | 1 | 200 |  |  |  |  | FALSE | FALSE |  |  |  | Door
DigitalTwin | FanCoilUnitReheat | ReHeatingCommissionDate | Re heating commission date in yyyy-mm-ddThh:mm:ssZ form (conform to ISO 8061) | date-time | [8 empty] | FALSE | FALSE
DigitalTwin | FanCoilUnitReheat | ReHeatingExpectedEndOfLife | Re heating expected end of life date in yyyy-mm-ddThh:mm:ssZ form (conform to ISO 8061) | date-time | [8 empty] | FALSE | FALSE
DigitalTwin | FanCoilUnitReheat | ReHeatingDurationLifeYear | Re heating life span of component in years | integer | [5 empty] | 1 | 99 |  | FALSE | FALSE
DigitalTwin | FanCoilUnitReheat | ReHeatingExpectedReplacementCost | Re heating expected replacement costs | number | 28 | 4 |  |  |  | 1 | 999999 |  | FALSE | FALSE |  |  |  | 223.21
DigitalTwin | FanCoilUnitReheat | ReHeatingInitialCost | Re heating initial cost | number | 28 | 4 |  |  |  | 1 | 999999 |  | FALSE | FALSE |  |  |  | 223.21
DigitalTwin | FanCoilUnitReheat | ReHeatingInstallationDate | Installation date in yyyy-mm-ddThh:mm:ssZ form (conform to ISO 8061) | date-time | [8 empty] | FALSE | FALSE
DigitalTwin | FanCoilUnitReheat | ReHeatingMaintenanceInterval | Re heating maintenance interval either as string: monthly, quarterly, etc. or as month | string |  |  | 1 | 50 |  |  |  |  | FALSE | FALSE |  |  |  | quarterly
DigitalTwin | FanCoilUnitReheat | ReHeatingTurnoverDate | Re heating turnover date in yyyy-mm-ddThh:mm:ssZ form (conform to ISO 8061) | date-time | [8 empty] | FALSE | FALSE
DigitalTwin | FanCoilUnitReheat | ReHeatingModelNumber | Model number of re heating | string |  |  | 1 | 50 |  |  |  |  | FALSE | FALSE |  |  |  | xan51425612
DigitalTwin | FanCoilUnitReheat | ReHeatingTagNumber | Re heating tag number | string |  |  | 1 | 50 |  |  |  |  | FALSE | FALSE |  |  |  | 27465192
DigitalTwin | FanCoilUnitReheat | ReHeatingSerialNumber | Serial number of re heating | string |  |  | 1 | 50 |  |  |  |  | FALSE | FALSE |  |  |  | xan51425612
DigitalTwin | FanCoilUnitReheat | Type | Fan coil unit reheat type | string |  |  | 1 | 50 |  |  |  |  | FALSE | FALSE
DigitalTwin | FanCoilUnitReheat | RefrigerantType | Refrigerant type | string |  |  | 1 | 50 |  |  |  |  | FALSE | FALSE
DigitalTwin | FanCoilUnitReheat | NominalCoolingCapacity | Nominal cooling capacity | number | 19 | 6 | [5 empty] | kW | FALSE | FALSE
DigitalTwin | FanCoilUnitReheat | NetSensibleCoolingCapacity | Net sensible cooling capacity | number | 19 | 6 | [5 empty] | kW | FALSE | FALSE
DigitalTwin | FanCoilUnitReheat | FilterType | Filter type | string |  |  | 1 | 50 |  |  |  |  | FALSE | FALSE
DigitalTwin | FanCoilUnitReheat | PrimaryCoolingMethodType | Primary cooling method type | string |  |  | 1 | 50 |  |  |  |  | FALSE | FALSE
DigitalTwin | FanCoilUnitReheat | PrimaryCoolingRefrigerantType | Primary cooling refrigerant type | string |  |  | 1 | 50 |  |  |  |  | FALSE | FALSE
DigitalTwin | FanCoilUnitReheat | PrimaryCoolingOutsideDiameter | Primary cooling outside diameter | number | 19 | 6 | [5 empty] | mm | FALSE | FALSE
DigitalTwin | FanCoilUnitReheat | PrimaryCoolingName | Primary cooling name of product | string |  |  | 1 | 200 |  |  |  |  | FALSE | FALSE |  |  |  | Door
DigitalTwin | FanCoilUnitReheat | PrimaryCoolingCommissionDate | Primary cooling commission date in yyyy-mm-ddThh:mm:ssZ form (conform to ISO 8061) | date-time | [8 empty] | FALSE | FALSE
DigitalTwin | FanCoilUnitReheat | PrimaryCoolingExpectedEndOfLife | Primary cooling expected end of life date in yyyy-mm-ddThh:mm:ssZ form (conform to ISO 8061) | date-time | [8 empty] | FALSE | FALSE
DigitalTwin | FanCoilUnitReheat | PrimaryCoolingDurationLifeYear | Primary cooling life span of component in years | integer | [5 empty] | 1 | 99 |  | FALSE | FALSE
DigitalTwin | FanCoilUnitReheat | PrimaryCoolingExpectedReplacementCost | Primary cooling expected replacement costs | number | 28 | 4 |  |  |  | 1 | 999999 |  | FALSE | FALSE |  |  |  | 223.21
DigitalTwin | FanCoilUnitReheat | PrimaryCoolingInitialCost | Primary cooling initial cost | number | 28 | 4 |  |  |  | 1 | 999999 |  | FALSE | FALSE |  |  |  | 223.21
DigitalTwin | FanCoilUnitReheat | PrimaryCoolingInstallationDate | Installation date in yyyy-mm-ddThh:mm:ssZ form (conform to ISO 8061) | date-time | [8 empty] | FALSE | FALSE
DigitalTwin | FanCoilUnitReheat | PrimaryCoolingMaintenanceInterval | Primary cooling maintenance interval either as string: monthly, quarterly, etc. or as month | string |  |  | 1 | 50 |  |  |  |  | FALSE | FALSE |  |  |  | quarterly
DigitalTwin | FanCoilUnitReheat | PrimaryCoolingTurnoverDate | Primary cooling turnover date in yyyy-mm-ddThh:mm:ssZ form (conform to ISO 8061) | date-time | [8 empty] | FALSE | FALSE
DigitalTwin | FanCoilUnitReheat | PrimaryCoolingModelNumber | Model number of primary cooling | string |  |  | 1 | 50 |  |  |  |  | FALSE | FALSE |  |  |  | xan51425612
DigitalTwin | FanCoilUnitReheat | PrimaryCoolingTagNumber | Primary cooling tag number | string |  |  | 1 | 50 |  |  |  |  | FALSE | FALSE |  |  |  | 27465192
DigitalTwin | FanCoilUnitReheat | PrimaryCoolingSerialNumber | Serial number of primary cooling | string |  |  | 1 | 50 |  |  |  |  | FALSE | FALSE |  |  |  | xan51425612
DigitalTwin | FanCoilUnitReheat | SecondaryCoolingMethodType | Secondary cooling method type | string |  |  | 1 | 50 |  |  |  |  | FALSE | FALSE
DigitalTwin | FanCoilUnitReheat | SecondaryCoolingMethodRefrigerantType | Secondary cooling refrigerant type | string |  |  | 1 | 50 |  |  |  |  | FALSE | FALSE
DigitalTwin | FanCoilUnitReheat | SecondaryCoolingOutsideDiameter | Secondary cooling outside diameter | number | 19 | 6 | [5 empty] | mm | FALSE | FALSE
DigitalTwin | FanCoilUnitReheat | SecondaryCoolingName | Secondary cooling name of product | string |  |  | 1 | 200 |  |  |  |  | FALSE | FALSE |  |  |  | Door
DigitalTwin | FanCoilUnitReheat | SecondaryCoolingCommissionDate | Secondary cooling commission date in yyyy-mm-ddThh:mm:ssZ form (conform to ISO 8061) | date-time | [8 empty] | FALSE | FALSE
DigitalTwin | FanCoilUnitReheat | SecondaryCoolingExpectedEndOfLife | Secondary cooling expected end of life date in yyyy-mm-ddThh:mm:ssZ form (conform to ISO 8061) | date-time | [8 empty] | FALSE | FALSE
DigitalTwin | FanCoilUnitReheat | SecondaryCoolingDurationLifeYear | Secondary cooling life span of component in years | integer | [5 empty] | 1 | 99 |  | FALSE | FALSE
DigitalTwin | FanCoilUnitReheat | SecondaryCoolingExpectedReplacementCost | Secondary cooling expected replacement costs | number | 28 | 4 |  |  |  | 1 | 999999 |  | FALSE | FALSE |  |  |  | 223.21
DigitalTwin | FanCoilUnitReheat | SecondaryCoolingInitialCost | Secondary cooling initial cost | number | 28 | 4 |  |  |  | 1 | 999999 |  | FALSE | FALSE |  |  |  | 223.21
DigitalTwin | FanCoilUnitReheat | SecondaryCoolingInstallationDate | Installation date in yyyy-mm-ddThh:mm:ssZ form (conform to ISO 8061) | date-time | [8 empty] | FALSE | FALSE
DigitalTwin | FanCoilUnitReheat | SecondaryCoolingMaintenanceInterval | Secondary cooling maintenance interval either as string: monthly, quarterly, etc. or as month | string |  |  | 1 | 50 |  |  |  |  | FALSE | FALSE |  |  |  | quarterly
DigitalTwin | FanCoilUnitReheat | SecondaryCoolingTurnoverDate | Secondary cooling turnover date in yyyy-mm-ddThh:mm:ssZ form (conform to ISO 8061) | date-time | [8 empty] | FALSE | FALSE
DigitalTwin | FanCoilUnitReheat | SecondaryCoolingModelNumber | Model number of secondary cooling | string |  |  | 1 | 50 |  |  |  |  | FALSE | FALSE |  |  |  | xan51425612
DigitalTwin | FanCoilUnitReheat | SecondaryCoolingTagNumber | Secondary cooling tag number | string |  |  | 1 | 50 |  |  |  |  | FALSE | FALSE |  |  |  | 27465192
DigitalTwin | FanCoilUnitReheat | SecondaryCoolingSerialNumber | Serial number of secondary cooling | string |  |  | 1 | 50 |  |  |  |  | FALSE | FALSE |  |  |  | xan51425612
DigitalTwin | FanPoweredBox | FanPoweredBoxId | Unique identifier either coming from previous system otherwise it needs to be defined | string |  |  | 1 | 50 |  |  |  |  | TRUE | TRUE |  |  |  | FPB-2123
DigitalTwin | FanPoweredBox | TerminalUnitId | Unique identifier either coming from previous system otherwise it needs to be defined | string |  |  | 1 | 50 |  |  |  |  | TRUE | FALSE | Foreign Key | fk FanPoweredBox.TerminalUnitId to TerminalUnit.TerminalUnitId | 0..n | HV-1
DigitalTwin | FanPoweredBox | MinAirflowRating | Min flow capacity | number | 19 | 6 | [5 empty] | cubm/h | FALSE | FALSE |  |  |  | 10
DigitalTwin | FanPoweredBox | MaxAirflowRating | Max flow capacity | number | 19 | 6 | [5 empty] | cubm/h | FALSE | FALSE |  |  |  | 150
DigitalTwin | FanPoweredBox | Configuration | Fan powered box configuration | string |  |  | 1 | 200 |  |  |  |  | FALSE | FALSE
DigitalTwin | FanPoweredBox | DuctInletShape | Duct inlet shape | number | 19 | 6 | [5 empty] | mm | FALSE | FALSE
DigitalTwin | FanPoweredBox | DuctInletSize | Duct inlet size | number | 19 | 6 | [5 empty] | mm | FALSE | FALSE
DigitalTwin | FanPoweredBox | DuctInletConfiguration | Duct inlet configuration | string |  |  | 1 | 200 |  |  |  |  | FALSE | FALSE
DigitalTwin | FanPoweredBox | DuctInletName | Name of Duct inlet | string |  |  | 1 | 200 |  |  |  |  | FALSE | FALSE |  |  |  | Door
DigitalTwin | FanPoweredBox | DuctInletCommissionDate | Commission date if duct inlet in yyyy-mm-ddThh:mm:ssZ form (conform to ISO 8061) | date-time | [8 empty] | FALSE | FALSE
DigitalTwin | FanPoweredBox | DuctInletExpectedEndOfLife | Expected end of life date in yyyy-mm-ddThh:mm:ssZ form (conform to ISO 8061) | date-time | [8 empty] | FALSE | FALSE
DigitalTwin | FanPoweredBox | DuctInletExpectedReplacementCost | Duct inlet expected replacement costs | number | 28 | 4 |  |  |  | 1 | 999999 |  | FALSE | FALSE |  |  |  | 223.21
DigitalTwin | FanPoweredBox | DuctInletInitialCost | Duct inlet initial cost | number | 28 | 4 |  |  |  | 1 | 999999 |  | FALSE | FALSE |  |  |  | 223.21
DigitalTwin | FanPoweredBox | DuctInletCurrency | Currency | string |  |  | 1 | 50 | AFN ¦ ALL ¦ DZD ¦ USD ¦ EUR ¦ AOA ¦ XCD ¦ ARS ¦ AMD ¦ AWG ¦ AUD ¦ AZN ¦ BSD ¦ BHD ¦ BDT ¦ BBD ¦ BYN ¦ BZD ¦ XOF ¦ BMD ¦ BTN ¦ INR ¦ BOB ¦ BOV ¦ BAM ¦ BWP ¦ NOK ¦ BRL ¦ BND ¦ BGN ¦ BIF ¦ CVE ¦ KHR ¦ XAF ¦ CAD ¦ KYD ¦ CLF ¦ CLP ¦ CNY ¦ COP ¦ COU ¦ KMF ¦ CDF ¦ NZD ¦ CRC ¦ HRK ¦ CUC ¦ CUP ¦ ANG ¦ CZK ¦ DKK ¦ DJF ¦ DOP ¦ EGP ¦ SVC ¦ ERN ¦ ETB ¦ FKP ¦ FJD ¦ XPF ¦ GMD ¦ GEL ¦ GHS ¦ GIP ¦ GTQ ¦ GBP ¦ GNF ¦ GYD ¦ HTG ¦ HNL ¦ HKD ¦ HUF ¦ ISK ¦ IDR ¦ XDR ¦ IRR ¦ IQD ¦ ILS ¦ JMD ¦ JPY ¦ JOD ¦ KZT ¦ KES ¦ KPW ¦ KRW ¦ KWD ¦ KGS ¦ LAK ¦ LBP ¦ LSL ¦ ZAR ¦ LRD ¦ LYD ¦ CHF ¦ MOP ¦ MGA ¦ MWK ¦ MYR ¦ MVR ¦ MRU ¦ MUR ¦ XUA ¦ MXN ¦ MXV ¦ MDL ¦ MNT ¦ MAD ¦ MZN ¦ MMK ¦ NAD ¦ NPR ¦ NIO ¦ NGN ¦ OMR ¦ PKR ¦ PAB ¦ PGK ¦ PYG ¦ PEN ¦ PHP ¦ PLN ¦ QAR ¦ MKD ¦ RON ¦ RUB ¦ RWF ¦ SHP ¦ WST ¦ STN ¦ SAR ¦ RSD ¦ SCR ¦ SLL ¦ SGD ¦ XSU ¦ SBD ¦ SOS ¦ SSP ¦ LKR ¦ SDG ¦ SRD ¦ SZL ¦ SEK ¦ CHE ¦ CHW ¦ SYP ¦ TWD ¦ TJS ¦ TZS ¦ THB ¦ TOP ¦ TTD ¦ TND ¦ TRY ¦ TMT ¦ UGX ¦ UAH ¦ AED ¦ USN ¦ UYI ¦ UYU ¦ UZS ¦ VUV ¦ VEF ¦ VED ¦ VND ¦ YER ¦ ZMW ¦ ZWL |  |  |  | FALSE | FALSE |  |  |  | EUR
DigitalTwin | FanPoweredBox | DuctInletInstallationDate | Duct inlet Installation date in yyyy-mm-ddThh:mm:ssZ form (conform to ISO 8061) | date-time | [8 empty] | FALSE | FALSE
DigitalTwin | FanPoweredBox | DuctInletMaintenanceInterval | Duct inlet maintenance interval either as string: monthly, quarterly, etc. or as month | string |  |  | 1 | 50 |  |  |  |  | FALSE | FALSE |  |  |  | quarterly
DigitalTwin | FanPoweredBox | DuctInletTurnoverDate | Duct inlet turnover date in yyyy-mm-ddThh:mm:ssZ form (conform to ISO 8061) | date-time | [8 empty] | FALSE | FALSE
DigitalTwin | FanPoweredBox | DuctInletModel | Duct inlet model number | string |  |  | 1 | 200 |  |  |  |  | FALSE | FALSE |  |  |  | 17240-K28-910
DigitalTwin | FanPoweredBox | DuctInletTagNumber | Tag number | string |  |  | 1 | 50 |  |  |  |  | FALSE | FALSE |  |  |  | 271836
DigitalTwin | FanPoweredBox | DuctInletSerialNumber | Serial number of component | string |  |  | 1 | 50 |  |  |  |  | FALSE | FALSE |  |  |  | DI2718
DigitalTwin | FanPoweredBox | FanNominalAirflow | Fan nominal airflow | number | 19 | 6 | [5 empty] | cubm/h | FALSE | FALSE
DigitalTwin | FanPoweredBox | FanMotorPower | Fan motor power | number | 19 | 6 | [5 empty] | kW | FALSE | FALSE
DigitalTwin | FanPoweredBox | FanMinAirflowRating | Fan min flow capacity | number | 19 | 6 | [5 empty] | cubm/h | FALSE | FALSE |  |  |  | 10
DigitalTwin | FanPoweredBox | FanMaxAirflowRating | Fan max flow capacity | number | 19 | 6 | [5 empty] | cubm/h | FALSE | FALSE |  |  |  | 150
DigitalTwin | FanPoweredBox | FanDriveType | Fan fan drive type | string |  |  | 1 | 50 |  |  |  |  | FALSE | FALSE
DigitalTwin | FanPoweredBox | FanName | Name of fan | string |  |  | 1 | 200 |  |  |  |  | FALSE | FALSE |  |  |  | Door
DigitalTwin | FanPoweredBox | FanCommissionDate | Fan commission date in yyyy-mm-ddThh:mm:ssZ form (conform to ISO 8061) | date-time | [8 empty] | FALSE | FALSE
DigitalTwin | FanPoweredBox | FanExpectedEndOfLife | Fan expected end of life date in yyyy-mm-ddThh:mm:ssZ form (conform to ISO 8061) | date-time | [8 empty] | FALSE | FALSE
DigitalTwin | FanPoweredBox | FanDurationLifeYear | Fan life span of component in years | integer | [5 empty] | 1 | 99 |  | FALSE | FALSE
DigitalTwin | FanPoweredBox | FanExpectedReplacementCost | Fan expected replacement costs | number | 28 | 4 |  |  |  | 1 | 999999 |  | FALSE | FALSE |  |  |  | 223.21
DigitalTwin | FanPoweredBox | FanInitialCost | Fan initial cost | number | 28 | 4 |  |  |  | 1 | 999999 |  | FALSE | FALSE |  |  |  | 223.21
DigitalTwin | FanPoweredBox | Currency | Currency | string |  |  | 1 | 50 | AFN ¦ ALL ¦ DZD ¦ USD ¦ EUR ¦ AOA ¦ XCD ¦ ARS ¦ AMD ¦ AWG ¦ AUD ¦ AZN ¦ BSD ¦ BHD ¦ BDT ¦ BBD ¦ BYN ¦ BZD ¦ XOF ¦ BMD ¦ BTN ¦ INR ¦ BOB ¦ BOV ¦ BAM ¦ BWP ¦ NOK ¦ BRL ¦ BND ¦ BGN ¦ BIF ¦ CVE ¦ KHR ¦ XAF ¦ CAD ¦ KYD ¦ CLF ¦ CLP ¦ CNY ¦ COP ¦ COU ¦ KMF ¦ CDF ¦ NZD ¦ CRC ¦ HRK ¦ CUC ¦ CUP ¦ ANG ¦ CZK ¦ DKK ¦ DJF ¦ DOP ¦ EGP ¦ SVC ¦ ERN ¦ ETB ¦ FKP ¦ FJD ¦ XPF ¦ GMD ¦ GEL ¦ GHS ¦ GIP ¦ GTQ ¦ GBP ¦ GNF ¦ GYD ¦ HTG ¦ HNL ¦ HKD ¦ HUF ¦ ISK ¦ IDR ¦ XDR ¦ IRR ¦ IQD ¦ ILS ¦ JMD ¦ JPY ¦ JOD ¦ KZT ¦ KES ¦ KPW ¦ KRW ¦ KWD ¦ KGS ¦ LAK ¦ LBP ¦ LSL ¦ ZAR ¦ LRD ¦ LYD ¦ CHF ¦ MOP ¦ MGA ¦ MWK ¦ MYR ¦ MVR ¦ MRU ¦ MUR ¦ XUA ¦ MXN ¦ MXV ¦ MDL ¦ MNT ¦ MAD ¦ MZN ¦ MMK ¦ NAD ¦ NPR ¦ NIO ¦ NGN ¦ OMR ¦ PKR ¦ PAB ¦ PGK ¦ PYG ¦ PEN ¦ PHP ¦ PLN ¦ QAR ¦ MKD ¦ RON ¦ RUB ¦ RWF ¦ SHP ¦ WST ¦ STN ¦ SAR ¦ RSD ¦ SCR ¦ SLL ¦ SGD ¦ XSU ¦ SBD ¦ SOS ¦ SSP ¦ LKR ¦ SDG ¦ SRD ¦ SZL ¦ SEK ¦ CHE ¦ CHW ¦ SYP ¦ TWD ¦ TJS ¦ TZS ¦ THB ¦ TOP ¦ TTD ¦ TND ¦ TRY ¦ TMT ¦ UGX ¦ UAH ¦ AED ¦ USN ¦ UYI ¦ UYU ¦ UZS ¦ VUV ¦ VEF ¦ VED ¦ VND ¦ YER ¦ ZMW ¦ ZWL |  |  |  | FALSE | FALSE |  |  |  | EUR
DigitalTwin | FanPoweredBox | FanInstallationDate | Installation date in yyyy-mm-ddThh:mm:ssZ form (conform to ISO 8061) | date-time | [8 empty] | FALSE | FALSE
DigitalTwin | FanPoweredBox | FanMaintenanceInterval | Fan maintenance interval either as string: monthly, quarterly, etc. or as month | string |  |  | 1 | 50 |  |  |  |  | FALSE | FALSE |  |  |  | quarterly
DigitalTwin | FanPoweredBox | FanTurnoverDate | Fan turnover date in yyyy-mm-ddThh:mm:ssZ form (conform to ISO 8061) | date-time | [8 empty] | FALSE | FALSE
DigitalTwin | FanPoweredBox | FanModelNumber | Model number of fan | string |  |  | 1 | 50 |  |  |  |  | FALSE | FALSE |  |  |  | xan51425612
DigitalTwin | FanPoweredBox | FanTagNumber | Fan tag number | string |  |  | 1 | 50 |  |  |  |  | FALSE | FALSE |  |  |  | 27465192
DigitalTwin | FanPoweredBox | FanSerialNumber | Serial number of fan | string |  |  | 1 | 50 |  |  |  |  | FALSE | FALSE |  |  |  | xan51425612
DigitalTwin | FanPoweredBoxReheat | FanPoweredBoxReheatId | Unique identifier either coming from previous system otherwise it needs to be defined | string |  |  | 1 | 50 |  |  |  |  | TRUE | TRUE |  |  |  | FPB-2123
DigitalTwin | FanPoweredBoxReheat | TerminalUnitId | Unique identifier either coming from previous system otherwise it needs to be defined | string |  |  | 1 | 50 |  |  |  |  | TRUE | FALSE | Foreign Key | fk FanPoweredBoxReheat.TerminalUnitId to TerminalUnit.TerminalUnitId | 0..n | HV-1
DigitalTwin | FanPoweredBoxReheat | NominalHeatingCapacity | Nominal heating capacity | number | 19 | 6 | [5 empty] | kW | FALSE | FALSE
DigitalTwin | FanPoweredBoxReheat | MinAirflowRating | Min flow capacity | number | 19 | 6 | [5 empty] | cubm/h | FALSE | FALSE |  |  |  | 10
DigitalTwin | FanPoweredBoxReheat | MaxAirflowRating | Max flow capacity | number | 19 | 6 | [5 empty] | cubm/h | FALSE | FALSE |  |  |  | 150
DigitalTwin | FanPoweredBoxReheat | Configuration | Fan powered box configuration | string |  |  | 1 | 200 |  |  |  |  | FALSE | FALSE
DigitalTwin | FanPoweredBoxReheat | DuctInletShape | Duct inlet shape | number | 19 | 6 | [5 empty] | mm | FALSE | FALSE
DigitalTwin | FanPoweredBoxReheat | DuctInletSize | Duct inlet size | number | 19 | 6 | [5 empty] | mm | FALSE | FALSE
DigitalTwin | FanPoweredBoxReheat | DuctInletConfiguration | Duct inlet configuration | string |  |  | 1 | 200 |  |  |  |  | FALSE | FALSE
DigitalTwin | FanPoweredBoxReheat | DuctInletName | Name of Duct inlet | string |  |  | 1 | 200 |  |  |  |  | FALSE | FALSE |  |  |  | Door
DigitalTwin | FanPoweredBoxReheat | DuctInletCommissionDate | Commission date if duct inlet in yyyy-mm-ddThh:mm:ssZ form (conform to ISO 8061) | date-time | [8 empty] | FALSE | FALSE
DigitalTwin | FanPoweredBoxReheat | DuctInletExpectedEndOfLife | Expected end of life date in yyyy-mm-ddThh:mm:ssZ form (conform to ISO 8061) | date-time | [8 empty] | FALSE | FALSE
DigitalTwin | FanPoweredBoxReheat | DuctInletExpectedReplacementCost | Duct inlet expected replacement costs | number | 28 | 4 |  |  |  | 1 | 999999 |  | FALSE | FALSE |  |  |  | 223.21
DigitalTwin | FanPoweredBoxReheat | DuctInletInitialCost | Duct inlet initial cost | number | 28 | 4 |  |  |  | 1 | 999999 |  | FALSE | FALSE |  |  |  | 223.21
DigitalTwin | FanPoweredBoxReheat | DuctInletCurrency | Currency | string |  |  | 1 | 50 | AFN ¦ ALL ¦ DZD ¦ USD ¦ EUR ¦ AOA ¦ XCD ¦ ARS ¦ AMD ¦ AWG ¦ AUD ¦ AZN ¦ BSD ¦ BHD ¦ BDT ¦ BBD ¦ BYN ¦ BZD ¦ XOF ¦ BMD ¦ BTN ¦ INR ¦ BOB ¦ BOV ¦ BAM ¦ BWP ¦ NOK ¦ BRL ¦ BND ¦ BGN ¦ BIF ¦ CVE ¦ KHR ¦ XAF ¦ CAD ¦ KYD ¦ CLF ¦ CLP ¦ CNY ¦ COP ¦ COU ¦ KMF ¦ CDF ¦ NZD ¦ CRC ¦ HRK ¦ CUC ¦ CUP ¦ ANG ¦ CZK ¦ DKK ¦ DJF ¦ DOP ¦ EGP ¦ SVC ¦ ERN ¦ ETB ¦ FKP ¦ FJD ¦ XPF ¦ GMD ¦ GEL ¦ GHS ¦ GIP ¦ GTQ ¦ GBP ¦ GNF ¦ GYD ¦ HTG ¦ HNL ¦ HKD ¦ HUF ¦ ISK ¦ IDR ¦ XDR ¦ IRR ¦ IQD ¦ ILS ¦ JMD ¦ JPY ¦ JOD ¦ KZT ¦ KES ¦ KPW ¦ KRW ¦ KWD ¦ KGS ¦ LAK ¦ LBP ¦ LSL ¦ ZAR ¦ LRD ¦ LYD ¦ CHF ¦ MOP ¦ MGA ¦ MWK ¦ MYR ¦ MVR ¦ MRU ¦ MUR ¦ XUA ¦ MXN ¦ MXV ¦ MDL ¦ MNT ¦ MAD ¦ MZN ¦ MMK ¦ NAD ¦ NPR ¦ NIO ¦ NGN ¦ OMR ¦ PKR ¦ PAB ¦ PGK ¦ PYG ¦ PEN ¦ PHP ¦ PLN ¦ QAR ¦ MKD ¦ RON ¦ RUB ¦ RWF ¦ SHP ¦ WST ¦ STN ¦ SAR ¦ RSD ¦ SCR ¦ SLL ¦ SGD ¦ XSU ¦ SBD ¦ SOS ¦ SSP ¦ LKR ¦ SDG ¦ SRD ¦ SZL ¦ SEK ¦ CHE ¦ CHW ¦ SYP ¦ TWD ¦ TJS ¦ TZS ¦ THB ¦ TOP ¦ TTD ¦ TND ¦ TRY ¦ TMT ¦ UGX ¦ UAH ¦ AED ¦ USN ¦ UYI ¦ UYU ¦ UZS ¦ VUV ¦ VEF ¦ VED ¦ VND ¦ YER ¦ ZMW ¦ ZWL |  |  |  | FALSE | FALSE |  |  |  | EUR
DigitalTwin | FanPoweredBoxReheat | DuctInletInstallationDate | Duct inlet Installation date in yyyy-mm-ddThh:mm:ssZ form (conform to ISO 8061) | date-time | [8 empty] | FALSE | FALSE
DigitalTwin | FanPoweredBoxReheat | DuctInletMaintenanceInterval | Duct inlet maintenance interval either as string: monthly, quarterly, etc. or as month | string |  |  | 1 | 50 |  |  |  |  | FALSE | FALSE |  |  |  | quarterly
DigitalTwin | FanPoweredBoxReheat | DuctInletTurnoverDate | Duct inlet turnover date in yyyy-mm-ddThh:mm:ssZ form (conform to ISO 8061) | date-time | [8 empty] | FALSE | FALSE
DigitalTwin | FanPoweredBoxReheat | DuctInletModel | Duct inlet model number | string |  |  | 1 | 200 |  |  |  |  | FALSE | FALSE |  |  |  | 17240-K28-910
DigitalTwin | FanPoweredBoxReheat | DuctInletTagNumber | Tag number | string |  |  | 1 | 50 |  |  |  |  | FALSE | FALSE |  |  |  | 271836
DigitalTwin | FanPoweredBoxReheat | DuctInletSerialNumber | Serial number of component | string |  |  | 1 | 50 |  |  |  |  | FALSE | FALSE |  |  |  | DI2718
DigitalTwin | FanPoweredBoxReheat | FanNominalAirflow | Fan nominal airflow | number | 19 | 6 | [5 empty] | cubm/h | FALSE | FALSE
DigitalTwin | FanPoweredBoxReheat | FanMotorPower | Fan motor power | number | 19 | 6 | [5 empty] | kW | FALSE | FALSE
DigitalTwin | FanPoweredBoxReheat | FanMinAirflowRating | Fan min flow capacity | number | 19 | 6 | [5 empty] | cubm/h | FALSE | FALSE |  |  |  | 10
DigitalTwin | FanPoweredBoxReheat | FanMaxAirflowRating | Fan max flow capacity | number | 19 | 6 | [5 empty] | cubm/h | FALSE | FALSE |  |  |  | 150
DigitalTwin | FanPoweredBoxReheat | FanDriveType | Fan fan drive type | string |  |  | 1 | 50 |  |  |  |  | FALSE | FALSE
DigitalTwin | FanPoweredBoxReheat | FanName | Name of fan | string |  |  | 1 | 200 |  |  |  |  | FALSE | FALSE |  |  |  | Door
DigitalTwin | FanPoweredBoxReheat | FanCommissionDate | Fan commission date in yyyy-mm-ddThh:mm:ssZ form (conform to ISO 8061) | date-time | [8 empty] | FALSE | FALSE
DigitalTwin | FanPoweredBoxReheat | FanExpectedEndOfLife | Fan expected end of life date in yyyy-mm-ddThh:mm:ssZ form (conform to ISO 8061) | date-time | [8 empty] | FALSE | FALSE
DigitalTwin | FanPoweredBoxReheat | FanDurationLifeYear | Fan life span of component in years | integer | [5 empty] | 1 | 99 |  | FALSE | FALSE
DigitalTwin | FanPoweredBoxReheat | FanExpectedReplacementCost | Fan expected replacement costs | number | 28 | 4 |  |  |  | 1 | 999999 |  | FALSE | FALSE |  |  |  | 223.21
DigitalTwin | FanPoweredBoxReheat | FanInitialCost | Fan initial cost | number | 28 | 4 |  |  |  | 1 | 999999 |  | FALSE | FALSE |  |  |  | 223.21
DigitalTwin | FanPoweredBoxReheat | Currency | Currency | string |  |  | 1 | 50 | AFN ¦ ALL ¦ DZD ¦ USD ¦ EUR ¦ AOA ¦ XCD ¦ ARS ¦ AMD ¦ AWG ¦ AUD ¦ AZN ¦ BSD ¦ BHD ¦ BDT ¦ BBD ¦ BYN ¦ BZD ¦ XOF ¦ BMD ¦ BTN ¦ INR ¦ BOB ¦ BOV ¦ BAM ¦ BWP ¦ NOK ¦ BRL ¦ BND ¦ BGN ¦ BIF ¦ CVE ¦ KHR ¦ XAF ¦ CAD ¦ KYD ¦ CLF ¦ CLP ¦ CNY ¦ COP ¦ COU ¦ KMF ¦ CDF ¦ NZD ¦ CRC ¦ HRK ¦ CUC ¦ CUP ¦ ANG ¦ CZK ¦ DKK ¦ DJF ¦ DOP ¦ EGP ¦ SVC ¦ ERN ¦ ETB ¦ FKP ¦ FJD ¦ XPF ¦ GMD ¦ GEL ¦ GHS ¦ GIP ¦ GTQ ¦ GBP ¦ GNF ¦ GYD ¦ HTG ¦ HNL ¦ HKD ¦ HUF ¦ ISK ¦ IDR ¦ XDR ¦ IRR ¦ IQD ¦ ILS ¦ JMD ¦ JPY ¦ JOD ¦ KZT ¦ KES ¦ KPW ¦ KRW ¦ KWD ¦ KGS ¦ LAK ¦ LBP ¦ LSL ¦ ZAR ¦ LRD ¦ LYD ¦ CHF ¦ MOP ¦ MGA ¦ MWK ¦ MYR ¦ MVR ¦ MRU ¦ MUR ¦ XUA ¦ MXN ¦ MXV ¦ MDL ¦ MNT ¦ MAD ¦ MZN ¦ MMK ¦ NAD ¦ NPR ¦ NIO ¦ NGN ¦ OMR ¦ PKR ¦ PAB ¦ PGK ¦ PYG ¦ PEN ¦ PHP ¦ PLN ¦ QAR ¦ MKD ¦ RON ¦ RUB ¦ RWF ¦ SHP ¦ WST ¦ STN ¦ SAR ¦ RSD ¦ SCR ¦ SLL ¦ SGD ¦ XSU ¦ SBD ¦ SOS ¦ SSP ¦ LKR ¦ SDG ¦ SRD ¦ SZL ¦ SEK ¦ CHE ¦ CHW ¦ SYP ¦ TWD ¦ TJS ¦ TZS ¦ THB ¦ TOP ¦ TTD ¦ TND ¦ TRY ¦ TMT ¦ UGX ¦ UAH ¦ AED ¦ USN ¦ UYI ¦ UYU ¦ UZS ¦ VUV ¦ VEF ¦ VED ¦ VND ¦ YER ¦ ZMW ¦ ZWL |  |  |  | FALSE | FALSE |  |  |  | EUR
DigitalTwin | FanPoweredBoxReheat | FanInstallationDate | Installation date in yyyy-mm-ddThh:mm:ssZ form (conform to ISO 8061) | date-time | [8 empty] | FALSE | FALSE
DigitalTwin | FanPoweredBoxReheat | FanMaintenanceInterval | Fan maintenance interval either as string: monthly, quarterly, etc. or as month | string |  |  | 1 | 50 |  |  |  |  | FALSE | FALSE |  |  |  | quarterly
DigitalTwin | FanPoweredBoxReheat | FanTurnoverDate | Fan turnover date in yyyy-mm-ddThh:mm:ssZ form (conform to ISO 8061) | date-time | [8 empty] | FALSE | FALSE
DigitalTwin | FanPoweredBoxReheat | FanModelNumber | Model number of fan | string |  |  | 1 | 50 |  |  |  |  | FALSE | FALSE |  |  |  | xan51425612
DigitalTwin | FanPoweredBoxReheat | FanTagNumber | Fan tag number | string |  |  | 1 | 50 |  |  |  |  | FALSE | FALSE |  |  |  | 27465192
DigitalTwin | FanPoweredBoxReheat | FanSerialNumber | Serial number of fan | string |  |  | 1 | 50 |  |  |  |  | FALSE | FALSE |  |  |  | xan51425612
DigitalTwin | FanPoweredBoxReheat | ReHeatingType | Re heating type | string |  |  | 1 | 50 |  |  |  |  | FALSE | FALSE
DigitalTwin | FanPoweredBoxReheat | ReHeatingOutsideDiameter | Re heating outside diameter | number | 19 | 6 | [5 empty] | mm | FALSE | FALSE
DigitalTwin | FanPoweredBoxReheat | ReHeatingName | Re heating name of product | string |  |  | 1 | 200 |  |  |  |  | FALSE | FALSE |  |  |  | Door
DigitalTwin | FanPoweredBoxReheat | ReHeatingCommissionDate | Re heating commission date in yyyy-mm-ddThh:mm:ssZ form (conform to ISO 8061) | date-time | [8 empty] | FALSE | FALSE
DigitalTwin | FanPoweredBoxReheat | ReHeatingExpectedEndOfLife | Re heating expected end of life date in yyyy-mm-ddThh:mm:ssZ form (conform to ISO 8061) | date-time | [8 empty] | FALSE | FALSE
DigitalTwin | FanPoweredBoxReheat | ReHeatingDurationLifeYear | Re heating life span of component in years | integer | [5 empty] | 1 | 99 |  | FALSE | FALSE
DigitalTwin | FanPoweredBoxReheat | ReHeatingExpectedReplacementCost | Re heating expected replacement costs | number | 28 | 4 |  |  |  | 1 | 999999 |  | FALSE | FALSE |  |  |  | 223.21
DigitalTwin | FanPoweredBoxReheat | ReHeatingInitialCost | Re heating initial cost | number | 28 | 4 |  |  |  | 1 | 999999 |  | FALSE | FALSE |  |  |  | 223.21
DigitalTwin | FanPoweredBoxReheat | ReHeatingInstallationDate | Installation date in yyyy-mm-ddThh:mm:ssZ form (conform to ISO 8061) | date-time | [8 empty] | FALSE | FALSE
DigitalTwin | FanPoweredBoxReheat | ReHeatingMaintenanceInterval | Re heating maintenance interval either as string: monthly, quarterly, etc. or as month | string |  |  | 1 | 50 |  |  |  |  | FALSE | FALSE |  |  |  | quarterly
DigitalTwin | FanPoweredBoxReheat | ReHeatingTurnoverDate | Re heating turnover date in yyyy-mm-ddThh:mm:ssZ form (conform to ISO 8061) | date-time | [8 empty] | FALSE | FALSE
DigitalTwin | FanPoweredBoxReheat | ReHeatingModelNumber | Model number of re heating | string |  |  | 1 | 50 |  |  |  |  | FALSE | FALSE |  |  |  | xan51425612
DigitalTwin | FanPoweredBoxReheat | ReHeatingTagNumber | Re heating tag number | string |  |  | 1 | 50 |  |  |  |  | FALSE | FALSE |  |  |  | 27465192
DigitalTwin | FanPoweredBoxReheat | ReHeatingSerialNumber | Serial number of re heating | string |  |  | 1 | 50 |  |  |  |  | FALSE | FALSE |  |  |  | xan51425612
DigitalTwin | Faucet | FaucetId | Unique identifier either coming from previous system otherwise it needs to be defined | string |  |  | 1 | 50 |  |  |  |  | TRUE | TRUE |  |  |  | F-1
DigitalTwin | Faucet | ComponentTypeId | Unique identifier either coming from previous system otherwise it needs to be defined | string |  |  | 1 | 50 |  |  |  |  | TRUE | FALSE | Foreign Key | fk Faucet.ComponentTypeId to ComponentType.ComponentTypeId | 0..n | T-2615
DigitalTwin | Faucet | Type | Faucet type | string |  |  | 1 | 50 |  |  |  |  | FALSE | FALSE
DigitalTwin | Faucet | MaxFlowRate | Max flow capacity | number | 19 | 6 | [5 empty] | cubm/h | FALSE | FALSE |  |  |  | 150
DigitalTwin | Faucet | NumberOfHandles | Number of handles | integer | [8 empty] | FALSE | FALSE |  |  |  | 4
DigitalTwin | Faucet | MountedOn | Mounted on | boolean | [8 empty] | FALSE | FALSE |  |  |  | true
DigitalTwin | FireDamper | FireDamperId | Unique identifier either coming from previous system otherwise it needs to be defined | string |  |  | 1 | 50 |  |  |  |  | TRUE | TRUE |  |  |  | HV-1
DigitalTwin | FireDamper | DamperId | Unique identifier either coming from previous system otherwise it needs to be defined | string |  |  | 1 | 50 |  |  |  |  | TRUE | FALSE | Foreign Key | fk FireDamper.DamperId to Damper.DamperId | 0..n | HV-1
DigitalTwin | FireDamper | LeakageClass | Class component belongs to | string |  |  | 1 | 200 |  |  |  |  | FALSE | FALSE
DigitalTwin | FireDamper | BladeType | Blade type of damper (usually two different types of blade dampers used to modulate air flow: parallel and opposed blade dampers) | string |  |  | 1 | 50 |  |  |  |  | FALSE | FALSE |  |  |  | Opposed blade
DigitalTwin | FireDamper | FireRating | Fire rating of fire damper | string |  |  | 1 | 50 |  |  |  |  | FALSE | FALSE
DigitalTwin | FireDamper | DuctInletSize | Duct inlet size | number | 19 | 6 | [5 empty] | mm | FALSE | FALSE
DigitalTwin | FireDamper | DuctInletShape | Duct inlet shape | number | 19 | 6 | [5 empty] | mm | FALSE | FALSE
DigitalTwin | FireDamper | DuctInletConfiguration | Duct inlet configuration | string |  |  | 1 | 200 |  |  |  |  | FALSE | FALSE
DigitalTwin | FireDamper | DuctInletName | Name of Duct inlet | string |  |  | 1 | 200 |  |  |  |  | FALSE | FALSE |  |  |  | Door
DigitalTwin | FireDamper | DuctInletCommissionDate | Commission date if duct inlet in yyyy-mm-ddThh:mm:ssZ form (conform to ISO 8061) | date-time | [8 empty] | FALSE | FALSE
DigitalTwin | FireDamper | DuctInletExpectedEndOfLife | Expected end of life date in yyyy-mm-ddThh:mm:ssZ form (conform to ISO 8061) | date-time | [8 empty] | FALSE | FALSE
DigitalTwin | FireDamper | DuctInletExpectedReplacementCost | Duct inlet expected replacement costs | number | 28 | 4 |  |  |  | 1 | 999999 |  | FALSE | FALSE |  |  |  | 223.21
DigitalTwin | FireDamper | DuctInletInitialCost | Duct inlet initial cost | number | 28 | 4 |  |  |  | 1 | 999999 |  | FALSE | FALSE |  |  |  | 223.21
DigitalTwin | FireDamper | DuctInletCurrency | Currency | string |  |  | 1 | 50 | AFN ¦ ALL ¦ DZD ¦ USD ¦ EUR ¦ AOA ¦ XCD ¦ ARS ¦ AMD ¦ AWG ¦ AUD ¦ AZN ¦ BSD ¦ BHD ¦ BDT ¦ BBD ¦ BYN ¦ BZD ¦ XOF ¦ BMD ¦ BTN ¦ INR ¦ BOB ¦ BOV ¦ BAM ¦ BWP ¦ NOK ¦ BRL ¦ BND ¦ BGN ¦ BIF ¦ CVE ¦ KHR ¦ XAF ¦ CAD ¦ KYD ¦ CLF ¦ CLP ¦ CNY ¦ COP ¦ COU ¦ KMF ¦ CDF ¦ NZD ¦ CRC ¦ HRK ¦ CUC ¦ CUP ¦ ANG ¦ CZK ¦ DKK ¦ DJF ¦ DOP ¦ EGP ¦ SVC ¦ ERN ¦ ETB ¦ FKP ¦ FJD ¦ XPF ¦ GMD ¦ GEL ¦ GHS ¦ GIP ¦ GTQ ¦ GBP ¦ GNF ¦ GYD ¦ HTG ¦ HNL ¦ HKD ¦ HUF ¦ ISK ¦ IDR ¦ XDR ¦ IRR ¦ IQD ¦ ILS ¦ JMD ¦ JPY ¦ JOD ¦ KZT ¦ KES ¦ KPW ¦ KRW ¦ KWD ¦ KGS ¦ LAK ¦ LBP ¦ LSL ¦ ZAR ¦ LRD ¦ LYD ¦ CHF ¦ MOP ¦ MGA ¦ MWK ¦ MYR ¦ MVR ¦ MRU ¦ MUR ¦ XUA ¦ MXN ¦ MXV ¦ MDL ¦ MNT ¦ MAD ¦ MZN ¦ MMK ¦ NAD ¦ NPR ¦ NIO ¦ NGN ¦ OMR ¦ PKR ¦ PAB ¦ PGK ¦ PYG ¦ PEN ¦ PHP ¦ PLN ¦ QAR ¦ MKD ¦ RON ¦ RUB ¦ RWF ¦ SHP ¦ WST ¦ STN ¦ SAR ¦ RSD ¦ SCR ¦ SLL ¦ SGD ¦ XSU ¦ SBD ¦ SOS ¦ SSP ¦ LKR ¦ SDG ¦ SRD ¦ SZL ¦ SEK ¦ CHE ¦ CHW ¦ SYP ¦ TWD ¦ TJS ¦ TZS ¦ THB ¦ TOP ¦ TTD ¦ TND ¦ TRY ¦ TMT ¦ UGX ¦ UAH ¦ AED ¦ USN ¦ UYI ¦ UYU ¦ UZS ¦ VUV ¦ VEF ¦ VED ¦ VND ¦ YER ¦ ZMW ¦ ZWL |  |  |  | FALSE | FALSE |  |  |  | EUR
DigitalTwin | FireDamper | DuctInletInstallationDate | Duct inlet Installation date in yyyy-mm-ddThh:mm:ssZ form (conform to ISO 8061) | date-time | [8 empty] | FALSE | FALSE
DigitalTwin | FireDamper | DuctInletMaintenanceInterval | Duct inlet maintenance interval either as string: monthly, quarterly, etc. or as month | string |  |  | 1 | 50 |  |  |  |  | FALSE | FALSE |  |  |  | quarterly
DigitalTwin | FireDamper | DuctInletTurnoverDate | Duct inlet turnover date in yyyy-mm-ddThh:mm:ssZ form (conform to ISO 8061) | date-time | [8 empty] | FALSE | FALSE
DigitalTwin | FireDamper | DuctInletModel | Duct inlet model number | string |  |  | 1 | 200 |  |  |  |  | FALSE | FALSE |  |  |  | 17240-K28-910
DigitalTwin | FireDamper | DuctInletTagNumber | Tag number | string |  |  | 1 | 50 |  |  |  |  | FALSE | FALSE |  |  |  | 271836
DigitalTwin | FireDamper | DuctInletSerialNumber | Serial number of component | string |  |  | 1 | 50 |  |  |  |  | FALSE | FALSE |  |  |  | DI2718
DigitalTwin | FirePump | FirePumpId | Unique identifier either coming from previous system otherwise it needs to be defined | string |  |  | 1 | 50 |  |  |  |  | TRUE | TRUE |  |  |  | FP-291
DigitalTwin | FirePump | ComponentTypeId | Unique identifier either coming from previous system otherwise it needs to be defined | string |  |  | 1 | 50 |  |  |  |  | TRUE | FALSE | Foreign Key | fk FirePump.ComponentTypeId to ComponentType.ComponentTypeId | 0..n | T-2615
DigitalTwin | FirePump | PumpingMedia | Pumping media | string |  |  | 1 | 100 |  |  |  |  | FALSE | FALSE
DigitalTwin | FirePump | PressureCapacity | Pressure capacity | number | 19 | 6 | [5 empty] | Pa | FALSE | FALSE
DigitalTwin | FirePump | HeadCapacity | Head capacity | number | 19 | 6 | [5 empty] | m | FALSE | FALSE |  |  |  | 102
DigitalTwin | FirePump | FlowCapacity | Flow capacity | number | 19 | 6 | [5 empty] | cubm/h | FALSE | FALSE |  |  |  | 102
DigitalTwin | FireSprinklerHead | FireSprinklerHeadId | Unique identifier either coming from previous system otherwise it needs to be defined | string |  |  | 1 | 50 |  |  |  |  | TRUE | TRUE |  |  |  | FP-291
DigitalTwin | FireSprinklerHead | ComponentTypeId | Unique identifier either coming from previous system otherwise it needs to be defined | string |  |  | 1 | 50 |  |  |  |  | TRUE | FALSE | Foreign Key | fk FireSprinklerHead.ComponentTypeId to ComponentType.ComponentTypeId | 0..n | T-2615
DigitalTwin | FireSprinklerHead | Type | Fire sprinkler head type | string |  |  | 1 | 50 |  |  |  |  | FALSE | FALSE
DigitalTwin | FireSprinklerHead | KFactorMetric | K factor metric | number | 19 | 6 | [6 empty] | FALSE | FALSE |  |  |  | 4
DigitalTwin | FireSprinklerHead | KFactorImperial | K factor imperial | number | 19 | 6 | [6 empty] | FALSE | FALSE |  |  |  | 2024-08-02
DigitalTwin | Floor | FloorId | Unique identifier either coming from previous system otherwise it needs to be defined | string |  |  | 1 | 50 |  |  |  |  | TRUE | TRUE |  |  |  | SE-CH-F-01
DigitalTwin | Floor | BuildingId | Reference to the Building which the Floor belongs to | string |  |  | 1 | 50 |  |  |  |  | TRUE | FALSE | Foreign Key | fk Floor.BuildingId to Building.BuildingId | 0..n | SE-CH-2341
DigitalTwin | Floor | Name | Name of floor | string |  |  | 1 | 200 |  |  |  |  | TRUE | FALSE |  |  |  | EG
DigitalTwin | Floor | FloorCode | User specific Floor Code | string |  |  | 1 | 70 |  |  |  |  | FALSE | FALSE |  |  |  | F003
DigitalTwin | Floor | FloorNumber | Number of floor | integer | [5 empty] | -300 | 300 |  | TRUE | FALSE |  |  |  | 121
DigitalTwin | Floor | ValidFrom | The records can be used from this date onwards in yyyy-mm-ddThh:mm:ssZ form (conform to ISO 8061) | date-time | [8 empty] | TRUE | FALSE
DigitalTwin | Floor | ValidUntil | The records can be used until this date in yyyy-mm-ddThh:mm:ssZ form (conform to ISO 8061) | date-time | [8 empty] | TRUE | FALSE
DigitalTwin | FlushometerValve | FlushometerValveId | Unique identifier either coming from previous system otherwise it needs to be defined | string |  |  | 1 | 50 |  |  |  |  | TRUE | TRUE |  |  |  | F-1
DigitalTwin | FlushometerValve | ComponentTypeId | Unique identifier either coming from previous system otherwise it needs to be defined | string |  |  | 1 | 50 |  |  |  |  | TRUE | FALSE | Foreign Key | fk FlushometerValve.ComponentTypeId to ComponentType.ComponentTypeId | 0..n | T-2615
DigitalTwin | FlushometerValve | WaterPerFlush | Water per flush | number | 19 | 6 | [5 empty] | l | FALSE | FALSE |  |  |  | 10
DigitalTwin | FlushometerValve | Type | Faucet type | string |  |  | 1 | 50 |  |  |  |  | FALSE | FALSE
DigitalTwin | FlushometerValve | Technology | Technology | string |  |  | 1 | 50 |  |  |  |  | FALSE | FALSE
DigitalTwin | FlushometerValve | MountedOn | Mounted on | boolean | [8 empty] | FALSE | FALSE |  |  |  | true
DigitalTwin | GasMeter | GasMeterId | Unique identifier either coming from previous system otherwise it needs to be defined | string |  |  | 1 | 50 |  |  |  |  | TRUE | TRUE |  |  |  | GM-1
DigitalTwin | GasMeter | ComponentTypeId | Unique identifier either coming from previous system otherwise it needs to be defined | string |  |  | 1 | 50 |  |  |  |  | TRUE | FALSE | Foreign Key | fk GasMeter.ComponentTypeId to ComponentType.ComponentTypeId | 0..n | T-2615
DigitalTwin | GasMeter | Type | Water meter type | string |  |  | 1 | 50 |  |  |  |  | FALSE | FALSE
DigitalTwin | GasMeter | MassFlow | Mass flow | number | 19 | 6 | [5 empty] | cubm/h | FALSE | FALSE |  |  |  | 50
DigitalTwin | GasMeter | Mass | Volume flow | number | 19 | 6 | [5 empty] | cubm | FALSE | FALSE |  |  |  | 270
DigitalTwin | GasMeter | Measures | Substance that is measured | string |  |  | 1 | 50 |  |  |  |  | FALSE | FALSE
DigitalTwin | Gateway | GatewayId | Unique identifier either coming from previous system otherwise it needs to be defined | string |  |  | 1 | 50 |  |  |  |  | TRUE | TRUE |  |  |  | G1
DigitalTwin | Gateway | ComponentTypeId | Unique identifier either coming from previous system otherwise it needs to be defined | string |  |  | 1 | 50 |  |  |  |  | TRUE | FALSE | Foreign Key | fk Gateway.ComponentTypeId to ComponentType.ComponentTypeId | 0..n | T-2615
DigitalTwin | Gateway | RegistrationId | Registration id | string |  |  | 1 | 50 |  |  |  |  | FALSE | FALSE |  |  |  | G1
DigitalTwin | Gateway | RegistrationKey | Registration key | string |  |  | 1 | 50 |  |  |  |  | FALSE | FALSE |  |  |  | G1
DigitalTwin | Gateway | ConnectorId | Registration id | string |  |  | 1 | 50 |  |  |  |  | FALSE | FALSE |  |  |  | G1
DigitalTwin | Gateway | Enabled | Enabled (Y/N) | boolean | [8 empty] | FALSE | FALSE |  |  |  | true
DigitalTwin | Gateway | Detected | Detected (Y/N) | boolean | [8 empty] | FALSE | FALSE |  |  |  | true
DigitalTwin | Gateway | MountedInRack | Mounted in it rack | boolean | [8 empty] | FALSE | FALSE |  |  |  | true
DigitalTwin | Gateway | RackPosition | It rack position | string |  |  | 1 | 50 |  |  |  |  | FALSE | FALSE
DigitalTwin | Generator | GeneratorId | Unique identifier either coming from previous system otherwise it needs to be defined | string |  |  | 1 | 50 |  |  |  |  | TRUE | TRUE |  |  |  | T-2615
DigitalTwin | Generator | ComponentTypeId | Unique identifier either coming from previous system otherwise it needs to be defined | string |  |  | 1 | 50 |  |  |  |  | TRUE | FALSE | Foreign Key | fk Generator.ComponentTypeId to ComponentType.ComponentTypeId | 0..n | T-2615
DigitalTwin | Generator | Type | Generator type | string |  |  | 1 | 50 |  |  |  |  | FALSE | FALSE
DigitalTwin | Generator | OutputVoltage | Output voltage | number | 19 | 6 | [5 empty] | V | FALSE | FALSE |  |  |  | 220
DigitalTwin | Generator | OutputPhases | Output phases | string |  |  | 1 | 50 |  |  |  |  | FALSE | FALSE
DigitalTwin | Generator | ModeOfOperation | Mode of operation | string |  |  | 1 | 50 |  |  |  |  | FALSE | FALSE
DigitalTwin | Generator | FuelType | Fuel type | string |  |  | 1 | 50 |  |  |  |  | FALSE | FALSE
DigitalTwin | Generator | Frequency | Frequency | string |  |  | 1 | 50 |  |  |  |  | FALSE | FALSE
DigitalTwin | Generator | DayTankCapacity | Day tank capacity | number | 19 | 6 | [5 empty] | cubm | FALSE | FALSE
DigitalTwin | Generator | BulkStorageCapacity | Bulk storage capacity | number | 19 | 6 | [5 empty] | cubm | FALSE | FALSE
DigitalTwin | Generator | StandbyPowerKva | Standby power kva | number | 19 | 6 | [5 empty] | kVA | FALSE | FALSE |  |  |  | 12
DigitalTwin | Generator | StandbyPower | Standby power | number | 19 | 6 | [5 empty] | kW | FALSE | FALSE |  |  |  | 12
DigitalTwin | Generator | PrimePowerKva | Prime power kva | number | 19 | 6 | [5 empty] | kVA | FALSE | FALSE |  |  |  | 12
DigitalTwin | Generator | PrimePower | Standby power | number | 19 | 6 | [5 empty] | kW | FALSE | FALSE |  |  |  | 12
DigitalTwin | HvacFan | HvacFanId | Unique identifier either coming from previous system otherwise it needs to be defined | string |  |  | 1 | 50 |  |  |  |  | TRUE | TRUE |  |  |  | HV-1
DigitalTwin | HvacFan | ComponentTypeId | Unique identifier either coming from previous system otherwise it needs to be defined | string |  |  | 1 | 50 |  |  |  |  | TRUE | FALSE | Foreign Key | fk HvacFan.ComponentTypeId to ComponentType.ComponentTypeId | 0..n | T-2615
DigitalTwin | HvacFan | Type | Define the specific hvac fan type | string |  |  | 1 | 50 |  |  |  |  | FALSE | FALSE
DigitalTwin | HvacFan | DriveType | Hvac fan drive type | string |  |  | 1 | 50 |  |  |  |  | FALSE | FALSE
DigitalTwin | HvacFan | NominalAirflow | Nominal airflow | number | 19 | 6 | [5 empty] | cubm/h | FALSE | FALSE
DigitalTwin | HvacFan | MotorPower | Motor power | number | 19 | 6 | [5 empty] | kW | FALSE | FALSE
DigitalTwin | HvacFan | MinAirflowRating | Min flow capacity | number | 19 | 6 | [5 empty] | cubm/h | FALSE | FALSE |  |  |  | 10
DigitalTwin | HvacFan | MaxAirflowRating | Max flow capacity | number | 19 | 6 | [5 empty] | cubm/h | FALSE | FALSE |  |  |  | 150
DigitalTwin | HvacFanSubComponent | HvacFanSubComponentId | Unique identifier either coming from previous system otherwise it needs to be defined | string |  |  | 1 | 50 |  |  |  |  | TRUE | TRUE |  |  |  | HV-1
DigitalTwin | HvacFanSubComponent | HvacFanId | Unique identifier either coming from previous system otherwise it needs to be defined | string |  |  | 1 | 50 |  |  |  |  | TRUE | FALSE | Foreign Key | fk HvacFanSubComponent.HvacFanId to HvacFan.HvacFanId | 0..n | HV-1
DigitalTwin | HvacFanSubComponent | DriveType | Other hvac fan drive type | string |  |  | 1 | 50 |  |  |  |  | FALSE | FALSE
DigitalTwin | HvacFanSubComponent | NominalAirflow | Nominal airflow | decimal | [7 empty] | cubm/h | FALSE | FALSE
DigitalTwin | HvacFanSubComponent | MotorPower | Motor power | decimal | [7 empty] | kW | FALSE | FALSE
DigitalTwin | HvacFanSubComponent | MinAirflowRating | Min flow capacity | decimal | [7 empty] | cubm/h | FALSE | FALSE |  |  |  | 10
DigitalTwin | HvacFanSubComponent | MaxAirflowRating | Max flow capacity | decimal | [7 empty] | cubm/h | FALSE | FALSE |  |  |  | 150
DigitalTwin | HvacFanSubComponent | MaxRotationSpeed | Max rotation speed in rotations per minute | decimal | [7 empty] | rpm | FALSE | FALSE |  |  |  | 120
DigitalTwin | HvacFanSubComponent | FanNominalAirflow | Fan nominal airflow | decimal | [7 empty] | cubm/h | FALSE | FALSE
DigitalTwin | HvacFanSubComponent | Type | Ceiling fan type | string |  |  | 1 | 50 |  |  |  |  | FALSE | FALSE
DigitalTwin | HvacFanSubComponent | FanMotorPower | Fan motor power | decimal | [7 empty] | kW | FALSE | FALSE
DigitalTwin | HvacFanSubComponent | FanMinAirflowRating | Fan min flow capacity | decimal | [7 empty] | cubm/h | FALSE | FALSE |  |  |  | 10
DigitalTwin | HvacFanSubComponent | FanMaxAirflowRating | Fan max flow capacity | decimal | [7 empty] | cubm/h | FALSE | FALSE |  |  |  | 150
DigitalTwin | HvacFanSubComponent | FanDriveType | Fan fan drive type | string |  |  | 1 | 50 |  |  |  |  | FALSE | FALSE
DigitalTwin | HvacFanSubComponent | FanName | Name of fan | string |  |  | 1 | 200 |  |  |  |  | FALSE | FALSE |  |  |  | Door
DigitalTwin | HvacFanSubComponent | FanCommissionDate | Fan commission date in yyyy-mm-ddThh:mm:ssZ form (conform to ISO 8061) | date-time | [8 empty] | FALSE | FALSE
DigitalTwin | HvacFanSubComponent | FanExpectedEndOfLife | Fan expected end of life date in yyyy-mm-ddThh:mm:ssZ form (conform to ISO 8061) | date-time | [8 empty] | FALSE | FALSE
DigitalTwin | HvacFanSubComponent | FanDurationLifeYear | Fan life span of component in years | integer | [5 empty] | 1 | 99 |  | FALSE | FALSE
DigitalTwin | HvacFanSubComponent | FanExpectedReplacementCost | Fan expected replacement costs | decimal | [5 empty] | 1 | 999999 |  | FALSE | FALSE |  |  |  | 223.21
DigitalTwin | HvacFanSubComponent | FanInitialCost | Fan initial cost | decimal | [5 empty] | 1 | 999999 |  | FALSE | FALSE |  |  |  | 223.21
DigitalTwin | HvacFanSubComponent | Currency | Currency | string |  |  | 1 | 50 | AFN ¦ ALL ¦ DZD ¦ USD ¦ EUR ¦ AOA ¦ XCD ¦ ARS ¦ AMD ¦ AWG ¦ AUD ¦ AZN ¦ BSD ¦ BHD ¦ BDT ¦ BBD ¦ BYN ¦ BZD ¦ XOF ¦ BMD ¦ BTN ¦ INR ¦ BOB ¦ BOV ¦ BAM ¦ BWP ¦ NOK ¦ BRL ¦ BND ¦ BGN ¦ BIF ¦ CVE ¦ KHR ¦ XAF ¦ CAD ¦ KYD ¦ CLF ¦ CLP ¦ CNY ¦ COP ¦ COU ¦ KMF ¦ CDF ¦ NZD ¦ CRC ¦ HRK ¦ CUC ¦ CUP ¦ ANG ¦ CZK ¦ DKK ¦ DJF ¦ DOP ¦ EGP ¦ SVC ¦ ERN ¦ ETB ¦ FKP ¦ FJD ¦ XPF ¦ GMD ¦ GEL ¦ GHS ¦ GIP ¦ GTQ ¦ GBP ¦ GNF ¦ GYD ¦ HTG ¦ HNL ¦ HKD ¦ HUF ¦ ISK ¦ IDR ¦ XDR ¦ IRR ¦ IQD ¦ ILS ¦ JMD ¦ JPY ¦ JOD ¦ KZT ¦ KES ¦ KPW ¦ KRW ¦ KWD ¦ KGS ¦ LAK ¦ LBP ¦ LSL ¦ ZAR ¦ LRD ¦ LYD ¦ CHF ¦ MOP ¦ MGA ¦ MWK ¦ MYR ¦ MVR ¦ MRU ¦ MUR ¦ XUA ¦ MXN ¦ MXV ¦ MDL ¦ MNT ¦ MAD ¦ MZN ¦ MMK ¦ NAD ¦ NPR ¦ NIO ¦ NGN ¦ OMR ¦ PKR ¦ PAB ¦ PGK ¦ PYG ¦ PEN ¦ PHP ¦ PLN ¦ QAR ¦ MKD ¦ RON ¦ RUB ¦ RWF ¦ SHP ¦ WST ¦ STN ¦ SAR ¦ RSD ¦ SCR ¦ SLL ¦ SGD ¦ XSU ¦ SBD ¦ SOS ¦ SSP ¦ LKR ¦ SDG ¦ SRD ¦ SZL ¦ SEK ¦ CHE ¦ CHW ¦ SYP ¦ TWD ¦ TJS ¦ TZS ¦ THB ¦ TOP ¦ TTD ¦ TND ¦ TRY ¦ TMT ¦ UGX ¦ UAH ¦ AED ¦ USN ¦ UYI ¦ UYU ¦ UZS ¦ VUV ¦ VEF ¦ VED ¦ VND ¦ YER ¦ ZMW ¦ ZWL |  |  |  | FALSE | FALSE |  |  |  | EUR
DigitalTwin | HvacFanSubComponent | FanInstallationDate | Installation date in yyyy-mm-ddThh:mm:ssZ form (conform to ISO 8061) | date-time | [8 empty] | FALSE | FALSE
DigitalTwin | HvacFanSubComponent | FanMaintenanceInterval | Fan maintenance interval either as string: monthly, quarterly, etc. or as month | string |  |  | 1 | 50 |  |  |  |  | FALSE | FALSE |  |  |  | quarterly
DigitalTwin | HvacFanSubComponent | FanTurnoverDate | Fan turnover date in yyyy-mm-ddThh:mm:ssZ form (conform to ISO 8061) | date-time | [8 empty] | FALSE | FALSE
DigitalTwin | HvacFanSubComponent | FanModelNumber | Model number of fan | string |  |  | 1 | 50 |  |  |  |  | FALSE | FALSE |  |  |  | xan51425612
DigitalTwin | HvacFanSubComponent | FanTagNumber | Fan tag number | string |  |  | 1 | 50 |  |  |  |  | FALSE | FALSE |  |  |  | 27465192
DigitalTwin | HvacFanSubComponent | FanSerialNumber | Serial number of fan | string |  |  | 1 | 50 |  |  |  |  | FALSE | FALSE |  |  |  | xan51425612
DigitalTwin | HvacFanSubComponent | DuctInletSize | Duct inlet size | decimal | [7 empty] | mm | FALSE | FALSE
DigitalTwin | HvacFanSubComponent | DuctInletShape | Duct inlet shape | decimal | [7 empty] | mm | FALSE | FALSE
DigitalTwin | HvacFanSubComponent | DuctInletConfiguration | Duct inlet configuration | string |  |  | 1 | 200 |  |  |  |  | FALSE | FALSE
DigitalTwin | HvacFanSubComponent | DuctInletName | Name of Duct inlet | string |  |  | 1 | 200 |  |  |  |  | FALSE | FALSE |  |  |  | Door
DigitalTwin | HvacFanSubComponent | DuctInletCommissionDate | Commission date if duct inlet in yyyy-mm-ddThh:mm:ssZ form (conform to ISO 8061) | date-time | [8 empty] | FALSE | FALSE
DigitalTwin | HvacFanSubComponent | DuctInletExpectedEndOfLife | Expected end of life date in yyyy-mm-ddThh:mm:ssZ form (conform to ISO 8061) | date-time | [8 empty] | FALSE | FALSE
DigitalTwin | HvacFanSubComponent | DuctInletExpectedReplacementCost | Duct inlet expected replacement costs | decimal | [5 empty] | 1 | 999999 |  | FALSE | FALSE |  |  |  | 223.21
DigitalTwin | HvacFanSubComponent | DuctInletInitialCost | Duct inlet initial cost | decimal | [5 empty] | 1 | 999999 |  | FALSE | FALSE |  |  |  | 223.21
DigitalTwin | HvacFanSubComponent | DuctInletCurrency | Currency | string |  |  | 1 | 50 | AFN ¦ ALL ¦ DZD ¦ USD ¦ EUR ¦ AOA ¦ XCD ¦ ARS ¦ AMD ¦ AWG ¦ AUD ¦ AZN ¦ BSD ¦ BHD ¦ BDT ¦ BBD ¦ BYN ¦ BZD ¦ XOF ¦ BMD ¦ BTN ¦ INR ¦ BOB ¦ BOV ¦ BAM ¦ BWP ¦ NOK ¦ BRL ¦ BND ¦ BGN ¦ BIF ¦ CVE ¦ KHR ¦ XAF ¦ CAD ¦ KYD ¦ CLF ¦ CLP ¦ CNY ¦ COP ¦ COU ¦ KMF ¦ CDF ¦ NZD ¦ CRC ¦ HRK ¦ CUC ¦ CUP ¦ ANG ¦ CZK ¦ DKK ¦ DJF ¦ DOP ¦ EGP ¦ SVC ¦ ERN ¦ ETB ¦ FKP ¦ FJD ¦ XPF ¦ GMD ¦ GEL ¦ GHS ¦ GIP ¦ GTQ ¦ GBP ¦ GNF ¦ GYD ¦ HTG ¦ HNL ¦ HKD ¦ HUF ¦ ISK ¦ IDR ¦ XDR ¦ IRR ¦ IQD ¦ ILS ¦ JMD ¦ JPY ¦ JOD ¦ KZT ¦ KES ¦ KPW ¦ KRW ¦ KWD ¦ KGS ¦ LAK ¦ LBP ¦ LSL ¦ ZAR ¦ LRD ¦ LYD ¦ CHF ¦ MOP ¦ MGA ¦ MWK ¦ MYR ¦ MVR ¦ MRU ¦ MUR ¦ XUA ¦ MXN ¦ MXV ¦ MDL ¦ MNT ¦ MAD ¦ MZN ¦ MMK ¦ NAD ¦ NPR ¦ NIO ¦ NGN ¦ OMR ¦ PKR ¦ PAB ¦ PGK ¦ PYG ¦ PEN ¦ PHP ¦ PLN ¦ QAR ¦ MKD ¦ RON ¦ RUB ¦ RWF ¦ SHP ¦ WST ¦ STN ¦ SAR ¦ RSD ¦ SCR ¦ SLL ¦ SGD ¦ XSU ¦ SBD ¦ SOS ¦ SSP ¦ LKR ¦ SDG ¦ SRD ¦ SZL ¦ SEK ¦ CHE ¦ CHW ¦ SYP ¦ TWD ¦ TJS ¦ TZS ¦ THB ¦ TOP ¦ TTD ¦ TND ¦ TRY ¦ TMT ¦ UGX ¦ UAH ¦ AED ¦ USN ¦ UYI ¦ UYU ¦ UZS ¦ VUV ¦ VEF ¦ VED ¦ VND ¦ YER ¦ ZMW ¦ ZWL |  |  |  | FALSE | FALSE |  |  |  | EUR
DigitalTwin | HvacFanSubComponent | DuctInletInstallationDate | Duct inlet Installation date in yyyy-mm-ddThh:mm:ssZ form (conform to ISO 8061) | date-time | [8 empty] | FALSE | FALSE
DigitalTwin | HvacFanSubComponent | DuctInletMaintenanceInterval | Duct inlet maintenance interval either as string: monthly, quarterly, etc. or as month | string |  |  | 1 | 50 |  |  |  |  | FALSE | FALSE |  |  |  | quarterly
DigitalTwin | HvacFanSubComponent | DuctInletTurnoverDate | Duct inlet turnover date in yyyy-mm-ddThh:mm:ssZ form (conform to ISO 8061) | date-time | [8 empty] | FALSE | FALSE
DigitalTwin | HvacFanSubComponent | DuctInletModel | Duct inlet model number | string |  |  | 1 | 200 |  |  |  |  | FALSE | FALSE |  |  |  | 17240-K28-910
DigitalTwin | HvacFanSubComponent | DuctInletTagNumber | Tag number | string |  |  | 1 | 50 |  |  |  |  | FALSE | FALSE |  |  |  | 271836
DigitalTwin | HvacFanSubComponent | DuctInletSerialNumber | Serial number of component | string |  |  | 1 | 50 |  |  |  |  | FALSE | FALSE |  |  |  | DI2718
DigitalTwin | HvacHeatTracing | HvacHeatTracingId | Unique identifier either coming from previous system otherwise it needs to be defined | string |  |  | 1 | 50 |  |  |  |  | TRUE | TRUE |  |  |  | HT-1
DigitalTwin | HvacHeatTracing | ComponentTypeId | Unique identifier either coming from previous system otherwise it needs to be defined | string |  |  | 1 | 50 |  |  |  |  | TRUE | FALSE | Foreign Key | fk HvacHeatTracing.ComponentTypeId to ComponentType.ComponentTypeId | 0..n | T-2615
DigitalTwin | HvacHeatTracing | Type | Hvac pump type | string |  |  | 1 | 50 |  |  |  |  | FALSE | FALSE
DigitalTwin | HvacHeatTracing | PowerDensity | Amount of power density | number | 19 | 6 | [5 empty] | W/cubm | FALSE | FALSE |  |  |  | 0.83
DigitalTwin | HvacPump | HvacPumpId | Unique identifier either coming from previous system otherwise it needs to be defined | string |  |  | 1 | 50 |  |  |  |  | TRUE | TRUE |  |  |  | HP-1
DigitalTwin | HvacPump | ComponentTypeId | Unique identifier either coming from previous system otherwise it needs to be defined | string |  |  | 1 | 50 |  |  |  |  | TRUE | FALSE | Foreign Key | fk HvacPump.ComponentTypeId to ComponentType.ComponentTypeId | 0..n | T-2615
DigitalTwin | HvacPump | Type | Hvac pump type | string |  |  | 1 | 50 |  |  |  |  | FALSE | FALSE
DigitalTwin | HvacPump | PumpingMedia | Pumping media | string |  |  | 1 | 100 |  |  |  |  | FALSE | FALSE
DigitalTwin | HvacPump | PressureCapacity | Pressure capacity of hvac pump | number | 19 | 6 | [5 empty] | Pa | FALSE | FALSE
DigitalTwin | HvacPump | HeadCapacity | Head capacity | number | 19 | 6 | [5 empty] | m | FALSE | FALSE |  |  |  | 102
DigitalTwin | HvacPump | FlowCapacity | Flow capacity | number | 19 | 6 | [5 empty] | cubm/h | FALSE | FALSE |  |  |  | 102
DigitalTwin | HvacShutOffValve | HvacShutOffValveId | Unique identifier either coming from previous system otherwise it needs to be defined | string |  |  | 1 | 50 |  |  |  |  | TRUE | TRUE |  |  |  | HV-1
DigitalTwin | HvacShutOffValve | HvacValveId | Unique identifier either coming from previous system otherwise it needs to be defined | string |  |  | 1 | 50 |  |  |  |  | TRUE | FALSE | Foreign Key | fk HvacShutOffValve.HvacValveId to HvacValve.HvacValveId | 0..n | HV-1
DigitalTwin | HvacShutOffValve | PressureCapacity | Pressure capacity of hvac sub component | number | 19 | 6 | [5 empty] | Pa | FALSE | FALSE
DigitalTwin | HvacShutOffValve | PipeDiameter | Pipe diameter of hvac sub component | number | 19 | 6 | [5 empty] | mm | FALSE | FALSE |  |  |  | 250
DigitalTwin | HvacShutOffValve | FlowCapacity | Flow capacity | number | 19 | 6 | [5 empty] | cubm/h | FALSE | FALSE |  |  |  | 102
DigitalTwin | HvacSystem | HvacSystemId | Unique identifier either coming from previous system otherwise it needs to be defined | string |  |  | 1 | 50 |  |  |  |  | TRUE | TRUE |  |  |  | HS-17281
DigitalTwin | HvacSystem | SystemId | Unique identifier either coming from previous system otherwise it needs to be defined | string |  |  | 1 | 50 |  |  |  |  | TRUE | FALSE | Foreign Key | fk HvacSystem.SystemId to System.SystemId | 0..n | S-17281
DigitalTwin | HvacSystem | DesignLoadPerArea | Design load per area | number | 19 | 6 | [6 empty] | FALSE | FALSE |  |  |  | 1976-10-01
DigitalTwin | HvacSystem | ActualLoad | Actual hvac load | number | 19 | 6 | [6 empty] | FALSE | FALSE |  |  |  | 2026-09-01
DigitalTwin | HvacSystem | DesignHeatingLoad | Design heating load per area | number | 19 | 6 | [6 empty] | FALSE | FALSE |  |  |  | 1976-05-01
DigitalTwin | HvacSystem | CalculatedHeatingLoad | Calculated heating load per area | number | 19 | 6 | [6 empty] | FALSE | FALSE |  |  |  | 1976-03-01
DigitalTwin | HvacSystem | DesignCoolingLoad | Design cooling load per area | number | 19 | 6 | [6 empty] | FALSE | FALSE |  |  |  | 1976-08-01
DigitalTwin | HvacSystem | CalculatedCoolingLoad | Calculated cooling load per area | number | 19 | 6 | [6 empty] | FALSE | FALSE |  |  |  | 1976-07-01
DigitalTwin | HvacSystem | LoadUnit | Unit of load | string |  |  | 1 | 50 | W/sqm ¦ W/sqft |  |  |  | FALSE | FALSE |  |  |  | W/sqm
DigitalTwin | HvacSystem | SpecifiedSupplyAirflow | Specified supply airflow | number | 19 | 6 | [6 empty] | FALSE | FALSE |  |  |  | 3000
DigitalTwin | HvacSystem | CalculatedSupplyAirflow | Specified supply airflow | number | 19 | 6 | [6 empty] | FALSE | FALSE |  |  |  | 2200
DigitalTwin | HvacSystem | ActualSupplyAirflow | Actual supply airflow | number | 19 | 6 | [6 empty] | FALSE | FALSE |  |  |  | 3000
DigitalTwin | HvacSystem | SpecifiedExhaustAirflow | Specified exhaust airflow | number | 19 | 6 | [6 empty] | FALSE | FALSE |  |  |  | 3400
DigitalTwin | HvacSystem | ActualExhaustAirflow | Actual exhaust airflow | number | 19 | 6 | [6 empty] | FALSE | FALSE |  |  |  | 2300
DigitalTwin | HvacSystem | AirflowUnit | Unit of airflow | string |  |  | 1 | 50 | CMM ¦ CFM |  |  |  | FALSE | FALSE |  |  |  | CMM
DigitalTwin | HvacSystem | HeatingCapacity | Heating capacity | number | 19 | 6 | [5 empty] | kW | FALSE | FALSE |  |  |  | 7032
DigitalTwin | HvacSystem | CoolingCapacity | Cooling capacity in tonnes | number | 19 | 6 | [5 empty] | t | FALSE | FALSE |  |  |  | 4
DigitalTwin | HvacSystem | CoolingSensibleHeatRatio | Cooling sensible heat ratio | number | 19 | 6 |  |  |  | 0 | 100 | % | FALSE | FALSE |  |  |  | 75
DigitalTwin | HvacSystem | MaximumCoolingCapacity | Maximum cooling capacity | number | 19 | 6 | [5 empty] | t | FALSE | FALSE |  |  |  | 6
DigitalTwin | HvacSystem | ManufacturerCoilBypassFactor | Manufacturer coil bypass factor | number | 19 | 6 |  |  |  | 0 | 100 | % | FALSE | FALSE |  |  |  | 12
DigitalTwin | HvacTank | HvacTankId | Unique identifier either coming from previous system otherwise it needs to be defined | string |  |  | 1 | 50 |  |  |  |  | TRUE | TRUE |  |  |  | HTK-11
DigitalTwin | HvacTank | ComponentTypeId | Unique identifier either coming from previous system otherwise it needs to be defined | string |  |  | 1 | 50 |  |  |  |  | TRUE | FALSE | Foreign Key | fk HvacTank.ComponentTypeId to ComponentType.ComponentTypeId | 0..n | T-2615
DigitalTwin | HvacTank | Type | Hvac tank type | string |  |  | 1 | 50 |  |  |  |  | FALSE | FALSE
DigitalTwin | HvacTank | PumpingMedia | Pumping media | string |  |  | 1 | 100 |  |  |  |  | FALSE | FALSE
DigitalTwin | HvacTank | PressureCapacity | Pressure capacity of hvac pump | number | 19 | 6 | [5 empty] | Pa | FALSE | FALSE
DigitalTwin | HvacTank | HeadCapacity | Head capacity | number | 19 | 6 | [5 empty] | m | FALSE | FALSE |  |  |  | 102
DigitalTwin | HvacTank | FlowCapacity | Flow capacity | decimal | [7 empty] | cubm/h | FALSE | FALSE |  |  |  | 102
DigitalTwin | HvacValve | HvacValveId | Unique identifier either coming from previous system otherwise it needs to be defined | string |  |  | 1 | 50 |  |  |  |  | TRUE | TRUE |  |  |  | HV-1
DigitalTwin | HvacValve | ComponentTypeId | Unique identifier either coming from previous system otherwise it needs to be defined | string |  |  | 1 | 50 |  |  |  |  | TRUE | FALSE | Foreign Key | fk HvacValve.ComponentTypeId to ComponentType.ComponentTypeId | 0..n | T-2615
DigitalTwin | HvacValve | Type | Define the specific hvac valve type | string |  |  | 1 | 50 |  |  |  |  | FALSE | FALSE
DigitalTwin | HvacValve | PressureCapacity | Pressure capacity of hvac valve | number | 19 | 6 | [5 empty] | Pa | FALSE | FALSE
DigitalTwin | HvacValve | PipeDiameter | Pipe diameter of hvac valve | number | 19 | 6 | [5 empty] | mm | FALSE | FALSE |  |  |  | 250
DigitalTwin | HvacValve | FlowCapacity | Flow capacity | number | 19 | 6 | [5 empty] | cubm/h | FALSE | FALSE |  |  |  | 102
DigitalTwin | IctHardware | IctHardwareId | Unique identifier either coming from previous system otherwise it needs to be defined | string |  |  | 1 | 50 |  |  |  |  | TRUE | TRUE |  |  |  | DNE-13
DigitalTwin | IctHardware | ComponentTypeId | Unique identifier either coming from previous system otherwise it needs to be defined | string |  |  | 1 | 50 |  |  |  |  | TRUE | FALSE | Foreign Key | fk IctHardware.ComponentTypeId to ComponentType.ComponentTypeId | 0..n | ICT-2615
DigitalTwin | IctHardware | Type | Ict hardware type | string |  |  | 1 | 50 |  |  |  |  | FALSE | FALSE
DigitalTwin | IctHardware | MountedInRack | Mounted in it rack | boolean | [8 empty] | FALSE | FALSE |  |  |  | true
DigitalTwin | IctHardware | RackPosition | It rack position | string |  |  | 1 | 50 |  |  |  |  | FALSE | FALSE
DigitalTwin | InformationAndCommunicationSystem | InformationAndCommunicationSystemId | Unique identifier either coming from previous system otherwise it needs to be defined | string |  |  | 1 | 50 |  |  |  |  | TRUE | TRUE |  |  |  | ICS-16321
DigitalTwin | InformationAndCommunicationSystem | SystemId | Unique identifier either coming from previous system otherwise it needs to be defined | string |  |  | 1 | 50 |  |  |  |  | TRUE | FALSE | Foreign Key | fk InformationAndCommunicationSystem.SystemId to System.SystemId | 0..n | S-17281
DigitalTwin | InformationAndCommunicationSystem | CableCategory | Category of cable | string |  |  | 1 | 50 |  |  |  |  | FALSE | FALSE |  |  |  | Category 4
DigitalTwin | InformationAndCommunicationSystem | CableRating | Determine the parameters within which a cable can be safely used | string |  |  | 1 | 50 |  |  |  |  | FALSE | FALSE
DigitalTwin | InformationAndCommunicationSystem | CableType | Type of cable | string |  |  | 1 | 50 |  |  |  |  | FALSE | FALSE |  |  |  | Halogen-free thermosetting silicone compound
DigitalTwin | InformationAndCommunicationSystem | FibreType | Cable type of fibre | string |  |  | 1 | 50 |  |  |  |  | FALSE | FALSE |  |  |  | Multimode
DigitalTwin | InformationAndCommunicationSystem | SignalType | Cable signal type | string |  |  | 1 | 50 |  |  |  |  | FALSE | FALSE |  |  |  | Harmonically related carriers
DigitalTwin | ItRack | ItRackId | Unique identifier either coming from previous system otherwise it needs to be defined | string |  |  | 1 | 50 |  |  |  |  | TRUE | TRUE |  |  |  | ITR-123
DigitalTwin | ItRack | ComponentTypeId | Unique identifier either coming from previous system otherwise it needs to be defined | string |  |  | 1 | 50 |  |  |  |  | TRUE | FALSE | Foreign Key | fk ItRack.ComponentTypeId to ComponentType.ComponentTypeId | 0..n | T-2615
DigitalTwin | ItRack | Type | It rack type | string |  |  | 1 | 50 |  |  |  |  | FALSE | FALSE
DigitalTwin | ItRack | Mounting | Mounting details | string |  |  | 1 | 200 |  |  |  |  | FALSE | FALSE
DigitalTwin | ItRack | HeightRUs | Height of RUs (rack units) | number | 19 | 6 |  |  |  | 2 | 999 | cm | FALSE | FALSE |  |  |  | 40
DigitalTwin | JockeyPump | JockeyPumpId | Unique identifier either coming from previous system otherwise it needs to be defined | string |  |  | 1 | 50 |  |  |  |  | TRUE | TRUE |  |  |  | JP-291
DigitalTwin | JockeyPump | ComponentTypeId | Unique identifier either coming from previous system otherwise it needs to be defined | string |  |  | 1 | 50 |  |  |  |  | TRUE | FALSE | Foreign Key | fk JockeyPump.ComponentTypeId to ComponentType.ComponentTypeId | 0..n | T-2615
DigitalTwin | JockeyPump | Type | Jockey pump type | string |  |  | 1 | 50 |  |  |  |  | FALSE | FALSE
DigitalTwin | JockeyPump | PumpingMedia | Pumping media | string |  |  | 1 | 100 |  |  |  |  | FALSE | FALSE
DigitalTwin | JockeyPump | PressureCapacity | Pressure capacity of jockey pump | number | 19 | 6 | [5 empty] | Pa | FALSE | FALSE
DigitalTwin | JockeyPump | HeadCapacity | Head capacity | number | 19 | 6 | [5 empty] | m | FALSE | FALSE |  |  |  | 102
DigitalTwin | JockeyPump | FlowCapacity | Flow capacity | number | 19 | 6 | [5 empty] | cubm/h | FALSE | FALSE |  |  |  | 102
DigitalTwin | Land | LandId | Unique identifier either coming from previous system otherwise it needs to be defined | string |  |  | 1 | 50 |  |  |  |  | TRUE | TRUE |  |  |  | RE-AT-05
DigitalTwin | Land | SiteId | Reference to the site which the land belongs to | string |  |  | 1 | 50 |  |  |  |  | TRUE | FALSE | Foreign Key | fk Land.SiteId to Site.SiteId | 0..n | AE-DE-02
DigitalTwin | Land | Name | Name of Land e.g: park, garden, parking | string |  |  | 1 | 200 |  |  |  |  | TRUE | FALSE |  |  |  | Parking Main Building
DigitalTwin | Land | LandCode | User specific Land Code | string |  |  | 1 | 70 |  |  |  |  | FALSE | FALSE |  |  |  | LE3021
DigitalTwin | Land | Type | Type of land | string |  |  | 1 | 75 |  |  |  |  | TRUE | FALSE |  |  |  | Agricultural
DigitalTwin | Land | LandCoverage | Development level of land | string |  |  | 1 | 50 |  |  |  |  | FALSE | FALSE |  |  |  | Partially
DigitalTwin | Land | LandParcelNr | District/Zoning number registered for the Plot of land | string |  |  | 1 | 50 |  |  |  |  | FALSE | FALSE |  |  |  | 00087/000
DigitalTwin | Land | ValidFrom | The records can be used from this date onwards in yyyy-mm-ddThh:mm:ssZ form (conform to ISO 8061) | date-time | [8 empty] | TRUE | FALSE
DigitalTwin | Land | ValidUntil | The records can be used until this date in yyyy-mm-ddThh:mm:ssZ form (conform to ISO 8061) | date-time | [8 empty] | TRUE | FALSE
DigitalTwin | Land | TypeOfOwnership | Is the land owned or leased. | string |  |  | 1 | 50 | Owner ¦ Tenant |  |  |  | TRUE | FALSE |  |  |  | Owner
DigitalTwin | Land | SelfUse | Is land self used or not (Y/N) | boolean | [8 empty] | FALSE | FALSE |  |  |  | true
DigitalTwin | Land | Status | Status of land | string |  |  | 1 | 50 |  |  |  |  | FALSE | FALSE |  |  |  | Renovation
DigitalTwin | LightingSystem | LightingSystemId | Unique identifier either coming from previous system otherwise it needs to be defined | string |  |  | 1 | 50 |  |  |  |  | TRUE | TRUE |  |  |  | LS-16321
DigitalTwin | LightingSystem | SystemId | Unique identifier either coming from previous system otherwise it needs to be defined | string |  |  | 1 | 50 |  |  |  |  | TRUE | FALSE | Foreign Key | fk LightingSystem.SystemId to System.SystemId | 0..n | S-17281
DigitalTwin | LightingSystem | IEEEIlluminationLevels | Volume domestic cold water | integer | [8 empty] | FALSE | FALSE |  |  |  | 600
DigitalTwin | LightingSystem | IlluminationUnit | Measurement unit for illumination | string |  |  | 1 | 50 | lx ¦ fc |  |  |  | FALSE | FALSE |  |  |  | lx
DigitalTwin | LightingSystem | GlareIndex | Glare index | integer | [5 empty] | 0 | 100 |  | FALSE | FALSE |  |  |  | 30
DigitalTwin | LightingSystem | LightBrightness | Light brightness | integer | [7 empty] | lm | FALSE | FALSE |  |  |  | 360
DigitalTwin | LightingSystem | SolarReflectanceIndex | Solar reflectance index (SRI) | number | 19 | 6 |  |  |  | 0 | 100 | % | FALSE | FALSE |  |  |  | 75
DigitalTwin | LightingSystem | RoomCavityRatio | Room cavity ratio | number | 19 | 6 | [6 empty] | FALSE | FALSE |  |  |  | 2708
DigitalTwin | Luminaire | LuminaireId | Unique identifier either coming from previous system otherwise it needs to be defined | string |  |  | 1 | 50 |  |  |  |  | TRUE | TRUE |  |  |  | AC-1
DigitalTwin | Luminaire | ComponentTypeId | Unique identifier either coming from previous system otherwise it needs to be defined | string |  |  | 1 | 50 |  |  |  |  | TRUE | FALSE | Foreign Key | fk Luminaire.ComponentTypeId to ComponentType.ComponentTypeId | 0..n | T-2615
DigitalTwin | Luminaire | Type | Luminaire type | string |  |  | 1 | 50 |  |  |  |  | FALSE | FALSE
DigitalTwin | ModbusController | ModbusControllerId | Unique identifier either coming from previous system otherwise it needs to be defined | string |  |  | 1 | 50 |  |  |  |  | TRUE | TRUE |  |  |  | BNC2816
DigitalTwin | ModbusController | ControllerId | Unique identifier either coming from previous system otherwise it needs to be defined | string |  |  | 1 | 50 |  |  |  |  | TRUE | FALSE | Foreign Key | fk ModbusController.ControllerId to Controller.ControllerId | 0..n | C1
DigitalTwin | ModbusController | RegistrationId | Registration id | string |  |  | 1 | 50 |  |  |  |  | FALSE | FALSE |  |  |  | G1
DigitalTwin | ModbusController | RegistrationKey | Registration key | string |  |  | 1 | 50 |  |  |  |  | FALSE | FALSE |  |  |  | G1
DigitalTwin | ModbusController | ConnectorId | Registration id | string |  |  | 1 | 50 |  |  |  |  | FALSE | FALSE |  |  |  | G1
DigitalTwin | ModbusController | Enabled | Enabled (Y/N) | boolean | [8 empty] | FALSE | FALSE |  |  |  | true
DigitalTwin | ModbusController | Detected | Detected (Y/N) | boolean | [8 empty] | FALSE | FALSE |  |  |  | true
DigitalTwin | MovingWalkway | MovingWalkwayId | Unique identifier either coming from previous system otherwise it needs to be defined | string |  |  | 1 | 50 |  |  |  |  | TRUE | TRUE |  |  |  | ITR-123
DigitalTwin | MovingWalkway | ComponentTypeId | Unique identifier either coming from previous system otherwise it needs to be defined | string |  |  | 1 | 50 |  |  |  |  | TRUE | FALSE | Foreign Key | fk MovingWalkway.ComponentTypeId to ComponentType.ComponentTypeId | 0..n | T-2615
DigitalTwin | MovingWalkway | Type | Escalator type | string |  |  | 1 | 50 |  |  |  |  | FALSE | FALSE
DigitalTwin | MovingWalkway | StepWidth | Step width | number | 19 | 6 | [5 empty] | cm | FALSE | FALSE
DigitalTwin | MovingWalkway | MaxLength | Max travel distance | number | 19 | 6 |  |  |  |  | 999999 | m | FALSE | FALSE |  |  |  | 60
DigitalTwin | MovingWalkway | MaxTravelSpeed | Speed of escalator | number | 19 | 6 |  |  |  |  | 999999 | m/s | FALSE | FALSE |  |  |  | 0.65
DigitalTwin | MovingWalkway | Inclination | Inclination | string |  |  | 1 | 50 |  |  |  |  | FALSE | FALSE
DigitalTwin | PlumbingExpansionTank | PlumbingExpansionTankId | Unique identifier either coming from previous system otherwise it needs to be defined | string |  |  | 1 | 50 |  |  |  |  | TRUE | TRUE |  |  |  | PT-1
DigitalTwin | PlumbingExpansionTank | PlumbingTankId | Unique identifier either coming from previous system otherwise it needs to be defined | string |  |  | 1 | 50 |  |  |  |  | TRUE | FALSE | Foreign Key | fk PlumbingExpansionTank.PlumbingTankId to PlumbingTank.PlumbingTankId | 0..n | PT-1
DigitalTwin | PlumbingExpansionTank | TankCapacity | Tank capacity | number | 19 | 6 | [5 empty] | cubm | FALSE | FALSE
DigitalTwin | PlumbingExpansionTank | SystemPressure | System pressure | number | 19 | 6 | [5 empty] | Pa | FALSE | FALSE
DigitalTwin | PlumbingExpansionTank | Type | Plumbing tank sub component type | string |  |  | 1 | 50 |  |  |  |  | FALSE | FALSE
DigitalTwin | PlumbingPump | PlumbingPumpId | Unique identifier either coming from previous system otherwise it needs to be defined | string |  |  | 1 | 50 |  |  |  |  | TRUE | TRUE |  |  |  | PP-1
DigitalTwin | PlumbingPump | ComponentTypeId | Unique identifier either coming from previous system otherwise it needs to be defined | string |  |  | 1 | 50 |  |  |  |  | TRUE | FALSE | Foreign Key | fk PlumbingPump.ComponentTypeId to ComponentType.ComponentTypeId | 0..n | T-2615
DigitalTwin | PlumbingPump | Type | Plumbing media type | string |  |  | 1 | 50 |  |  |  |  | FALSE | FALSE
DigitalTwin | PlumbingPump | PumpingMedia | Pumping media | string |  |  | 1 | 100 |  |  |  |  | FALSE | FALSE
DigitalTwin | PlumbingPump | PressureCapacity | Pressure capacity of hvac valve | number | 19 | 6 | [5 empty] | Pa | FALSE | FALSE
DigitalTwin | PlumbingPump | HeadCapacity | Head capacity | number | 19 | 6 | [5 empty] | m | FALSE | FALSE |  |  |  | 102
DigitalTwin | PlumbingPump | FlowCapacity | Flow capacity | number | 19 | 6 | [5 empty] | cubm/h | FALSE | FALSE |  |  |  | 102
DigitalTwin | PlumbingPumpSubComponent | PlumbingPumpSubComponentId | Unique identifier either coming from previous system otherwise it needs to be defined | string |  |  | 1 | 50 |  |  |  |  | TRUE | TRUE |  |  |  | DWP-1
DigitalTwin | PlumbingPumpSubComponent | PlumbingPumpId | Unique identifier either coming from previous system otherwise it needs to be defined | string |  |  | 1 | 50 |  |  |  |  | TRUE | FALSE | Foreign Key | fk PlumbingPumpSubComponent.PlumbingPumpId to PlumbingPump.PlumbingPumpId | 0..n | PP-1
DigitalTwin | PlumbingPumpSubComponent | Type | Plumbing media type | string |  |  | 1 | 50 |  |  |  |  | FALSE | FALSE
DigitalTwin | PlumbingPumpSubComponent | PumpingMedia | Pumping media | string |  |  | 1 | 100 |  |  |  |  | FALSE | FALSE
DigitalTwin | PlumbingPumpSubComponent | PressureCapacity | Pressure capacity of hvac valve | number | 19 | 6 | [5 empty] | Pa | FALSE | FALSE
DigitalTwin | PlumbingPumpSubComponent | HeadCapacity | Head capacity | number | 19 | 6 | [5 empty] | m | FALSE | FALSE |  |  |  | 102
DigitalTwin | PlumbingPumpSubComponent | FlowCapacity | Flow capacity | number | 19 | 6 | [5 empty] | cubm/h | FALSE | FALSE |  |  |  | 102
DigitalTwin | PlumbingStorageTank | PlumbingStorageTankId | Unique identifier either coming from previous system otherwise it needs to be defined | string |  |  | 1 | 50 |  |  |  |  | TRUE | TRUE |  |  |  | PT-1
DigitalTwin | PlumbingStorageTank | PlumbingTankId | Unique identifier either coming from previous system otherwise it needs to be defined | string |  |  | 1 | 50 |  |  |  |  | TRUE | FALSE | Foreign Key | fk PlumbingStorageTank.PlumbingTankId to PlumbingTank.PlumbingTankId | 0..n | PT-1
DigitalTwin | PlumbingStorageTank | TankCapacity | Tank capacity | number | 19 | 6 | [5 empty] | cubm | FALSE | FALSE
DigitalTwin | PlumbingStorageTank | SystemPressure | System pressure | number | 19 | 6 | [5 empty] | Pa | FALSE | FALSE
DigitalTwin | PlumbingStorageTank | Type | Plumbing tank sub component type | string |  |  | 1 | 50 |  |  |  |  | FALSE | FALSE
DigitalTwin | PlumbingStorageTank | Arrangement | Arrangement of plumbing storage tank (only applies for sub component plumbing storage tank) | string |  |  | 1 | 200 |  |  |  |  | FALSE | FALSE
DigitalTwin | PlumbingShutOffValve | PlumbingShutOffValveId | Unique identifier either coming from previous system otherwise it needs to be defined | string |  |  | 1 | 50 |  |  |  |  | TRUE | TRUE |  |  |  | PVSC-1
DigitalTwin | PlumbingShutOffValve | PlumbingValveId | Unique identifier either coming from previous system otherwise it needs to be defined | string |  |  | 1 | 50 |  |  |  |  | TRUE | FALSE | Foreign Key | fk PlumbingShutOffValve.PlumbingValveId to PlumbingValve.PlumbingValveId | 0..n | PP-1
DigitalTwin | PlumbingShutOffValve | Type | Plumbing shut off valve type (only applies for sub component plumbing shut off valve) | string |  |  | 1 | 50 |  |  |  |  | FALSE | FALSE
DigitalTwin | PlumbingShutOffValve | PipeDiameter | Pipe diameter of plumbing valve sub component | number | 19 | 6 | [5 empty] | mm | FALSE | FALSE |  |  |  | 250
DigitalTwin | PlumbingShutOffValve | FlowCapacity | Flow capacity | number | 19 | 6 | [5 empty] | cubm/h | FALSE | FALSE |  |  |  | 102
DigitalTwin | PlumbingSystem | PlumbingSystemId | Unique identifier either coming from previous system otherwise it needs to be defined | string |  |  | 1 | 50 |  |  |  |  | TRUE | TRUE |  |  |  | PL-13716
DigitalTwin | PlumbingSystem | SystemId | Unique identifier either coming from previous system otherwise it needs to be defined | string |  |  | 1 | 50 |  |  |  |  | TRUE | FALSE | Foreign Key | fk PlumbingSystem.SystemId to System.SystemId | 0..n | S-17281
DigitalTwin | PlumbingSystem | VolumeDomesticColdWater | Volume domestic cold water | integer | [7 empty] | l | FALSE | FALSE
DigitalTwin | PlumbingSystem | VolumeDomesticHotWater | Volume domestic hot water | integer | [7 empty] | l | FALSE | FALSE
DigitalTwin | PlumbingSystem | VolumeSanitaryWater | Volume domestic hot water | integer | [7 empty] | l | FALSE | FALSE
DigitalTwin | PlumbingSystem | VolumeWasteWater | Volume waste water | integer | [7 empty] | l | FALSE | FALSE
DigitalTwin | PlumbingSystem | VolumeStormWater | Volume storm water | integer | [7 empty] | l | FALSE | FALSE
DigitalTwin | PlumbingSystem | VolumeFireDepartmentWater | Volume fire department water | integer | [7 empty] | l | FALSE | FALSE
DigitalTwin | PlumbingSystem | PlumbingVolume | Plumbing volume | integer | [7 empty] | l | FALSE | FALSE
DigitalTwin | PlumbingTank | PlumbingTankId | Unique identifier either coming from previous system otherwise it needs to be defined | string |  |  | 1 | 50 |  |  |  |  | TRUE | TRUE |  |  |  | PT-1
DigitalTwin | PlumbingTank | ComponentTypeId | Unique identifier either coming from previous system otherwise it needs to be defined | string |  |  | 1 | 50 |  |  |  |  | TRUE | FALSE | Foreign Key | fk PlumbingTank.ComponentTypeId to ComponentType.ComponentTypeId | 0..n | T-2615
DigitalTwin | PlumbingTank | Type | Plumbing tank type | string |  |  | 1 | 50 |  |  |  |  | FALSE | FALSE
DigitalTwin | PlumbingTank | TankCapacity | Tank capacity | number | 19 | 6 | [5 empty] | cubm | FALSE | FALSE
DigitalTwin | PlumbingTank | SystemPressure | System pressure | number | 19 | 6 | [5 empty] | Pa | FALSE | FALSE
DigitalTwin | PlumbingValve | PlumbingValveId | Unique identifier either coming from previous system otherwise it needs to be defined | string |  |  | 1 | 50 |  |  |  |  | TRUE | TRUE |  |  |  | PP-1
DigitalTwin | PlumbingValve | ComponentTypeId | Unique identifier either coming from previous system otherwise it needs to be defined | string |  |  | 1 | 50 |  |  |  |  | TRUE | FALSE | Foreign Key | fk PlumbingValve.ComponentTypeId to ComponentType.ComponentTypeId | 0..n | T-2615
DigitalTwin | PlumbingValve | Type | Plumbing valve type | string |  |  | 1 | 50 |  |  |  |  | FALSE | FALSE
DigitalTwin | PlumbingValve | PipeDiameter | Pipe diameter | number | 19 | 6 | [5 empty] | mm | FALSE | FALSE |  |  |  | 250
DigitalTwin | PlumbingValve | FlowCapacity | Flow capacity | number | 19 | 6 | [5 empty] | cubm/h | FALSE | FALSE |  |  |  | 102
DigitalTwin | PlumbingValveSubComponent | PlumbingValveSubComponentId | Unique identifier either coming from previous system otherwise it needs to be defined | string |  |  | 1 | 50 |  |  |  |  | TRUE | TRUE |  |  |  | PVSC-1
DigitalTwin | PlumbingValveSubComponent | PlumbingValveId | Unique identifier either coming from previous system otherwise it needs to be defined | string |  |  | 1 | 50 |  |  |  |  | TRUE | FALSE | Foreign Key | fk PlumbingValveSubComponent.PlumbingValveId to PlumbingValve.PlumbingValveId | 0..n | PP-1
DigitalTwin | PlumbingValveSubComponent | Type | Plumbing valve sub component type | string |  |  | 1 | 50 |  |  |  |  | FALSE | FALSE
DigitalTwin | PlumbingValveSubComponent | PipeDiameter | Pipe diameter of plumbing valve sub component | number | 19 | 6 | [5 empty] | mm | FALSE | FALSE |  |  |  | 250
DigitalTwin | PlumbingValveSubComponent | FlowCapacity | Flow capacity | number | 19 | 6 | [5 empty] | cubm/h | FALSE | FALSE |  |  |  | 102
DigitalTwin | Sensor | SensorId | Unique identifier either coming from previous system otherwise it needs to be defined | string |  |  | 1 | 50 |  |  |  |  | TRUE | TRUE |  |  |  | SE-2718264
DigitalTwin | Sensor | ParentId | Unique identifier either coming from previous system otherwise it needs to be defined | string |  |  | 1 | 50 |  |  |  |  | FALSE | FALSE |  |  |  | SE-2718
DigitalTwin | Sensor | Name | User specific sensor name | string |  |  | 1 | 200 |  |  |  |  | FALSE | FALSE |  |  |  | Desk occupancy sensor 5.0.1 HR
DigitalTwin | Sensor | Type | Type of sensor | string |  |  | 1 | 50 |  |  |  |  | FALSE | FALSE |  |  |  | Temperature and Thermocouple
DigitalTwin | Sensor | Model | Model of sensor | string |  |  | 1 | 50 |  |  |  |  | FALSE | FALSE |  |  |  | RXYQ10T7Y1B
DigitalTwin | Sensor | DataProvider | Name of data provider | string |  |  | 1 | 100 |  |  |  |  | FALSE | FALSE |  |  |  | Daikin
DigitalTwin | Sensor | SensorAccuracy | Accuracy of the sensor. It is the maximum difference that will exist between the actual value (which must be measured by a primary or good secondary standard) and the indicated value at the output of the sensor | decimal | [8 empty] | FALSE | FALSE
DigitalTwin | Sensor | MeasurementType | Defines the measurement type of sensor | string |  |  | 1 | 50 |  |  |  |  | FALSE | FALSE |  |  |  | Temperature
DigitalTwin | SensorBuilding | SensorId | Unique identifier either coming from previous system otherwise it needs to be defined | string |  |  | 1 | 50 |  |  |  |  | TRUE | TRUE | Foreign Key | fk SensorBuilding.SensorId to Sensor.SensorId | 0..n | SE-2718264
DigitalTwin | SensorBuilding | BuildingId | Unique identifier either coming from previous system otherwise it needs to be defined | string |  |  | 1 | 50 |  |  |  |  | TRUE | TRUE | Foreign Key | fk SensorBuilding.BuildingId to Building.BuildingId | 0..n | SE-CH-2341
DigitalTwin | SensorComponent | SensorId | Unique identifier either coming from previous system otherwise it needs to be defined | string |  |  | 1 | 50 |  |  |  |  | TRUE | TRUE | Foreign Key | fk SensorComponent.SensorId to Sensor.SensorId | 0..n | SE-2718264
DigitalTwin | SensorComponent | ComponentId | Unique identifier either coming from previous system otherwise it needs to be defined | string |  |  | 1 | 50 |  |  |  |  | TRUE | TRUE | Foreign Key | fk SensorComponent.ComponentId to Component.ComponentId | 0..n | C-01
DigitalTwin | SensorEquipment | SensorEquipmentId | Unique identifier either coming from previous system otherwise it needs to be defined | string |  |  | 1 | 50 |  |  |  |  | TRUE | TRUE |  |  |  | AC-1
DigitalTwin | SensorEquipment | ComponentTypeId | Unique identifier either coming from previous system otherwise it needs to be defined | string |  |  | 1 | 50 |  |  |  |  | TRUE | FALSE | Foreign Key | fk SensorEquipment.ComponentTypeId to ComponentType.ComponentTypeId | 0..n | T-2615
DigitalTwin | SensorEquipment | Type | Sensor type | string |  |  | 1 | 50 |  |  |  |  | FALSE | FALSE
DigitalTwin | SensorEquipment | WifiSignalStrength | Wifi signal strength | string |  |  | 1 | 50 |  |  |  |  | FALSE | FALSE
DigitalTwin | SensorEquipment | BatteryPercentage | Battery percentage | number | 19 | 6 |  |  |  | 0 | 100 | % | FALSE | FALSE |  |  |  | 24
DigitalTwin | SensorFloor | SensorId | Unique identifier either coming from previous system otherwise it needs to be defined | string |  |  | 1 | 50 |  |  |  |  | TRUE | TRUE | Foreign Key | fk SensorFloor.SensorId to Sensor.SensorId | 0..n | SE-2718264
DigitalTwin | SensorFloor | FloorId | Unique identifier either coming from previous system otherwise it needs to be defined | string |  |  | 1 | 50 |  |  |  |  | TRUE | TRUE | Foreign Key | fk SensorFloor.FloorId to Floor.FloorId | 0..n | SE-CH-F-01
DigitalTwin | SensorLand | SensorId | Unique identifier either coming from previous system otherwise it needs to be defined | string |  |  | 1 | 50 |  |  |  |  | TRUE | TRUE | Foreign Key | fk SensorLand.SensorId to Sensor.SensorId | 0..n | SE-2718264
DigitalTwin | SensorLand | LandId | Unique identifier either coming from previous system otherwise it needs to be defined | string |  |  | 1 | 50 |  |  |  |  | TRUE | TRUE | Foreign Key | fk SensorLand.LandId to Land.LandId | 0..n | RE-AT-05
DigitalTwin | SensorMeasurement | SensorMeasurementId | Unique identifier either coming from previous system otherwise it needs to be defined | string |  |  | 1 | 50 |  |  |  |  | TRUE | TRUE |  |  |  | SM-27152
DigitalTwin | SensorMeasurement | SensorId | Unique identifier either coming from previous system otherwise it needs to be defined | string |  |  | 1 | 50 |  |  |  |  | FALSE | FALSE | Foreign Key | fk SensorMeasurement.SensorId to Sensor.SensorId | 1..n | SE-2718264
DigitalTwin | SensorMeasurement | MeasurementDate | Date of measurement in yyyy-mm-ddThh:mm:ssZ form (conform to ISO 8061) | date-time | [8 empty] | FALSE | FALSE
DigitalTwin | SensorMeasurement | Value | Value of sensor measurement | float | [6 empty] | 999999 |  | FALSE | FALSE |  |  |  | 2024-12-22
DigitalTwin | SensorMeasurement | Unit | Unit of sensor measurement | string |  |  | 1 | 50 |  |  |  |  | FALSE | FALSE |  |  |  | °C
DigitalTwin | SensorMeasurement | Reliability | Is this sensor measurement reliable | string |  |  | 1 | 50 |  |  |  |  | FALSE | FALSE
DigitalTwin | SensorRentalUnit | SensorId | Unique identifier either coming from previous system otherwise it needs to be defined | string |  |  | 1 | 50 |  |  |  |  | TRUE | TRUE | Foreign Key | fk SensorRentalUnit.SensorId to Sensor.SensorId | 0..n | SE-2718264
DigitalTwin | SensorRentalUnit | RentalUnitId | Unique identifier either coming from previous system otherwise it needs to be defined | string |  |  | 1 | 50 |  |  |  |  | TRUE | TRUE | Foreign Key | fk SensorRentalUnit.RentalUnitId to RentalUnit.RentalUnitId | 0..n | B-RU-10293
DigitalTwin | SensorSite | SensorId | Unique identifier either coming from previous system otherwise it needs to be defined | string |  |  | 1 | 50 |  |  |  |  | TRUE | TRUE | Foreign Key | fk SensorSite.SensorId to Sensor.SensorId | 0..n | SE-2718264
DigitalTwin | SensorSite | SiteId | Unique identifier either coming from previous system otherwise it needs to be defined | string |  |  | 1 | 50 |  |  |  |  | TRUE | TRUE | Foreign Key | fk SensorSite.SiteId to Site.SiteId | 0..n | AE-DE-02
DigitalTwin | SensorSpace | SensorId | Unique identifier either coming from previous system otherwise it needs to be defined | string |  |  | 1 | 50 |  |  |  |  | TRUE | TRUE | Foreign Key | fk SensorSpace.SensorId to Sensor.SensorId | 0..n | SE-2718264
DigitalTwin | SensorSpace | SpaceId | Unique identifier either coming from previous system otherwise it needs to be defined | string |  |  | 1 | 50 |  |  |  |  | TRUE | TRUE | Foreign Key | fk SensorSpace.SpaceId to Space.SpaceId | 0..n | SE-CH-F-01-21
DigitalTwin | SensorUnit | SensorId | Unique identifier either coming from previous system otherwise it needs to be defined | string |  |  | 1 | 50 |  |  |  |  | TRUE | TRUE | Foreign Key | fk SensorUnit.SensorId to Sensor.SensorId | 0..n | SE-2718264
DigitalTwin | SensorUnit | UnitId | Unique identifier either coming from previous system otherwise it needs to be defined | string |  |  | 1 | 50 |  |  |  |  | TRUE | TRUE | Foreign Key | fk SensorUnit.UnitId to Unit.UnitId | 0..n | UN-SE-CH-2341-02
DigitalTwin | Server | ServerId | Unique identifier either coming from previous system otherwise it needs to be defined | string |  |  | 1 | 50 |  |  |  |  | TRUE | TRUE |  |  |  | S-1
DigitalTwin | Server | IctHardwareId | Unique identifier either coming from previous system otherwise it needs to be defined | string |  |  | 1 | 50 |  |  |  |  | TRUE | FALSE | Foreign Key | fk Server.IctHardwareId to IctHardware.IctHardwareId | 0..n | DNE-13
DigitalTwin | Server | MountedInRack | Mounted in it rack | boolean | [8 empty] | FALSE | FALSE |  |  |  | true
DigitalTwin | Server | RackPosition | It rack position | string |  |  | 1 | 50 |  |  |  |  | FALSE | FALSE
DigitalTwin | Server | NumberOfPorts | Number of ports | integer | [8 empty] | FALSE | FALSE |  |  |  | 4
DigitalTwin | Server | HeightRUs | Height of RUs (rack units) | number | 19 | 6 |  |  |  | 2 | 999 | cm | FALSE | FALSE |  |  |  | 40
DigitalTwin | Site | SiteId | Unique identifier either coming from previous system otherwise it needs to be defined | string |  |  | 1 | 50 |  |  |  |  | TRUE | TRUE |  |  |  | AE-DE-02
DigitalTwin | Site | Name | Name of Site | string |  |  | 1 | 200 |  |  |  |  | TRUE | FALSE |  |  |  | Siemensstadt
DigitalTwin | Site | SiteCode | User specific Site Code | string |  |  | 1 | 70 |  |  |  |  | FALSE | FALSE |  |  |  | SB001
DigitalTwin | Site | Type | Type of site | string |  |  | 1 | 75 | Education ¦ Health Care ¦ Hotel ¦ Industrial ¦ Lodging, Leisure & Recreation ¦ Mixed Use ¦ Office ¦ Residential ¦ Retail ¦ Technology/Science ¦ Other |  |  |  | TRUE | FALSE |  |  |  | Office
DigitalTwin | Site | ValidFrom | The records can be used from this date onwards in yyyy-mm-ddThh:mm:ssZ form (conform to ISO 8061) | date-time | [8 empty] | TRUE | FALSE
DigitalTwin | Site | ValidUntil | The records can be used until this date in yyyy-mm-ddThh:mm:ssZ form (conform to ISO 8061) | date-time | [8 empty] | TRUE | FALSE
DigitalTwin | Site | Status | Status of site | string |  |  | 1 | 50 |  |  |  |  | FALSE | FALSE |  |  |  | Renovation
DigitalTwin | Space | SpaceId | Unique identifier either coming from previous system otherwise it needs to be defined | string |  |  | 1 | 50 |  |  |  |  | TRUE | TRUE |  |  |  | SE-CH-F-01-21
DigitalTwin | Space | FloorId | Reference to the floor which the space belongs to | string |  |  | 1 | 50 |  |  |  |  | TRUE | FALSE | Foreign Key | fk Space.FloorId to Floor.FloorId | 0..n | SE-CH-F-01
DigitalTwin | Space | Name | Name of space | string |  |  | 1 | 200 |  |  |  |  | TRUE | FALSE |  |  |  | Meeting room 3c
DigitalTwin | Space | SpaceCode | User specific Space Code | string |  |  | 1 | 70 |  |  |  |  | FALSE | FALSE |  |  |  | MR003
DigitalTwin | Space | SpaceNumber | Number of space | number | 19 | 6 |  |  |  |  | 99999 |  | FALSE | FALSE |  |  |  | 2024-02-03
DigitalTwin | Space | Type | Type of space | string |  |  | 1 | 50 |  |  |  |  | TRUE | FALSE |  |  |  | Office
DigitalTwin | Space | ValidFrom | The records can be used from this date onwards in yyyy-mm-ddThh:mm:ssZ form (conform to ISO 8061) | date-time | [8 empty] | TRUE | FALSE
DigitalTwin | Space | ValidUntil | The records can be used until this date in yyyy-mm-ddThh:mm:ssZ form (conform to ISO 8061) | date-time | [8 empty] | TRUE | FALSE
DigitalTwin | Space | SpaceHeightUsable | Usable Height of space | number | 19 | 6 |  |  |  | 2 | 999 | m | FALSE | FALSE |  |  |  | 2024-03-02
DigitalTwin | Space | SpaceHeight | Actual space height e.g: 3.6 m | number | 19 | 6 |  |  |  | 2 | 999 | m | FALSE | FALSE |  |  |  | 2024-11-02
DigitalTwin | Space | SpaceVolumeGross | Gross volume of space including surrounding walls | number | 19 | 6 |  |  |  |  | 999999 | cubm | FALSE | FALSE |  |  |  | 1083.27
DigitalTwin | Space | SpaceVolumeNet | Gross volume of space excluding surrounding walls | number | 19 | 6 |  |  |  |  | 999999 | cubm | FALSE | FALSE |  |  |  | 1200.21
DigitalTwin | Space | PrimaryFloorMaterial | Material of floor | string |  |  | 1 | 75 |  |  |  |  | FALSE | FALSE |  |  |  | Timber
DigitalTwin | Space | PrimaryWallMaterial | Material of wall | string |  |  | 1 | 75 |  |  |  |  | FALSE | FALSE |  |  |  | Concrete
DigitalTwin | Space | PrimaryCeilingMaterial | Material of ceiling e.g: cement | string |  |  | 1 | 75 |  |  |  |  | FALSE | FALSE |  |  |  | Timber
DigitalTwin | Space | Rentability | Status of the space is eligible for renting out (Y/N) | boolean | [8 empty] | FALSE | FALSE |  |  |  | true
DigitalTwin | Space | EffectZonesHeating | Area that is heated | number | 19 | 6 |  |  |  |  | 9999 | sqm | FALSE | FALSE |  |  |  | 1231.16
DigitalTwin | Space | EffectZonesCooling | Area that is cooled | number | 19 | 6 |  |  |  |  | 9999 | sqm | FALSE | FALSE |  |  |  | 40.55
DigitalTwin | Space | EffectZonesVentilation | Area that is ventilated | number | 19 | 6 |  |  |  |  | 9999 | sqm | FALSE | FALSE |  |  |  | 122.98
DigitalTwin | Space | ClimateHeated | Define if space is climate heated (Y/N) | boolean | [8 empty] | FALSE | FALSE |  |  |  | true
DigitalTwin | Space | ClimateCooled | Define if space is climate cooled (Y/N) | boolean | [8 empty] | FALSE | FALSE |  |  |  | true
DigitalTwin | Space | CoUseArea | Is the space used by multiple tenants (Y/N) | boolean | [8 empty] | FALSE | FALSE |  |  |  | true
DigitalTwin | Space | MaximumOccupancy | Define maximum occupancy of space | integer | [5 empty] | 1 | 99999 |  | FALSE | FALSE |  |  |  | 10
DigitalTwin | Space | VentilationType | Define the ventilation type e.g: exhaust, supply, balanced, and heat-recovery | string |  |  | 1 | 50 | Exhaust ¦ Supply ¦ Balanced ¦ Heat-recovery |  |  |  | FALSE | FALSE |  |  |  | Exhaust
DigitalTwin | SprinklerHeatTracing | SprinklerHeatTracingId | Unique identifier either coming from previous system otherwise it needs to be defined | string |  |  | 1 | 50 |  |  |  |  | TRUE | TRUE |  |  |  | FP-291
DigitalTwin | SprinklerHeatTracing | ComponentTypeId | Unique identifier either coming from previous system otherwise it needs to be defined | string |  |  | 1 | 50 |  |  |  |  | TRUE | FALSE | Foreign Key | fk SprinklerHeatTracing.ComponentTypeId to ComponentType.ComponentTypeId | 0..n | T-2615
DigitalTwin | SprinklerHeatTracing | Type | Sprinkler heat tracing type | string |  |  | 1 | 50 |  |  |  |  | FALSE | FALSE
DigitalTwin | SprinklerHeatTracing | PowerDensity | Amount of power density | number | 19 | 6 | [5 empty] | W/cubm | FALSE | FALSE |  |  |  | 0.83
DigitalTwin | SprinklerTank | SprinklerTankId | Unique identifier either coming from previous system otherwise it needs to be defined | string |  |  | 1 | 50 |  |  |  |  | TRUE | TRUE |  |  |  | FP-291
DigitalTwin | SprinklerTank | ComponentTypeId | Unique identifier either coming from previous system otherwise it needs to be defined | string |  |  | 1 | 50 |  |  |  |  | TRUE | FALSE | Foreign Key | fk SprinklerTank.ComponentTypeId to ComponentType.ComponentTypeId | 0..n | T-2615
DigitalTwin | SprinklerTank | TankCapacity | Tank capacity | number | 19 | 6 | [5 empty] | cubm | FALSE | FALSE
DigitalTwin | SprinklerTank | SystemPressure | System pressure | number | 19 | 6 | [5 empty] | Pa | FALSE | FALSE
DigitalTwin | SprinklerValve | SprinklerValveId | Unique identifier either coming from previous system otherwise it needs to be defined | string |  |  | 1 | 50 |  |  |  |  | TRUE | TRUE |  |  |  | JP-291
DigitalTwin | SprinklerValve | ComponentTypeId | Unique identifier either coming from previous system otherwise it needs to be defined | string |  |  | 1 | 50 |  |  |  |  | TRUE | FALSE | Foreign Key | fk SprinklerValve.ComponentTypeId to ComponentType.ComponentTypeId | 0..n | T-2615
DigitalTwin | SprinklerValve | Type | Sprinkler valve type | string |  |  | 1 | 50 |  |  |  |  | FALSE | FALSE
DigitalTwin | SprinklerValve | PressureCapacity | Pressure capacity of jockey pump | number | 19 | 6 | [5 empty] | Pa | FALSE | FALSE
DigitalTwin | SprinklerValve | PipeDiameter | Pipe diameter of hvac valve | number | 19 | 6 | [5 empty] | mm | FALSE | FALSE |  |  |  | 250
DigitalTwin | SprinklerValve | FlowCapacity | Flow capacity | number | 19 | 6 | [5 empty] | cubm/h | FALSE | FALSE |  |  |  | 102
DigitalTwin | System | SystemId | Unique identifier either coming from previous system otherwise it needs to be defined | string |  |  | 1 | 50 |  |  |  |  | TRUE | TRUE |  |  |  | S-17281
DigitalTwin | System | SystemReferenceId | Reference system id coming from another system | string |  |  | 1 | 50 |  |  |  |  | FALSE | FALSE |  |  |  | S-17281
DigitalTwin | System | Name | Name of system | string |  |  | 1 | 200 |  |  |  |  | TRUE | FALSE |  |  |  | Assembly system
DigitalTwin | System | Type | Type of system | string |  |  | 1 | 50 |  |  |  |  | TRUE | FALSE |  |  |  | HVAC
DigitalTwin | System | Model | System model name and/or number | string |  |  | 1 | 200 |  |  |  |  | FALSE | FALSE |  |  |  | SLP98UH070XV36B-05
DigitalTwin | System | SerialNumber | Serial number of system | string |  |  | 1 | 50 |  |  |  |  | FALSE | FALSE |  |  |  | xan51425612
DigitalTwin | System | Description | Description of system | string |  |  | 1 | 200 |  |  |  |  | FALSE | FALSE
DigitalTwin | System | Class | Class system belongs to | string |  |  | 1 | 200 |  |  |  |  | TRUE | FALSE |  |  |  | A
DigitalTwin | System | Counter | Counter of system | integer | [5 empty] | 0 | 999999 |  | TRUE | FALSE |  |  |  | 12
DigitalTwin | System | WarrantyStartDate | Warranty start date in yyyy-mm-ddThh:mm:ssZ form (conform to ISO 8061) | date-time | [8 empty] | TRUE | FALSE
DigitalTwin | SystemBuilding | SystemId | Unique identifier either coming from previous system otherwise it needs to be defined | string |  |  | 1 | 50 |  |  |  |  | TRUE | TRUE | Foreign Key | fk SystemBuilding.SystemId to System.SystemId | 0..n | S-17281
DigitalTwin | SystemBuilding | BuildingId | Unique identifier either coming from previous system otherwise it needs to be defined | string |  |  | 1 | 50 |  |  |  |  | TRUE | TRUE | Foreign Key | fk SystemBuilding.BuildingId to Building.BuildingId | 0..n | SE-CH-2341
DigitalTwin | SystemFloor | SystemId | Unique identifier either coming from previous system otherwise it needs to be defined | string |  |  | 1 | 50 |  |  |  |  | TRUE | TRUE | Foreign Key | fk SystemFloor.SystemId to System.SystemId | 0..n | S-17281
DigitalTwin | SystemFloor | FloorId | Unique identifier either coming from previous system otherwise it needs to be defined | string |  |  | 1 | 50 |  |  |  |  | TRUE | TRUE | Foreign Key | fk SystemFloor.FloorId to Floor.FloorId | 0..n | SE-CH-F-01
DigitalTwin | SystemRentalUnit | SystemId | Unique identifier either coming from previous system otherwise it needs to be defined | string |  |  | 1 | 50 |  |  |  |  | TRUE | TRUE | Foreign Key | fk SystemRentalUnit.SystemId to System.SystemId | 0..n | S-17281
DigitalTwin | SystemRentalUnit | RentalUnitId | Unique identifier either coming from previous system otherwise it needs to be defined | string |  |  | 1 | 50 |  |  |  |  | TRUE | TRUE | Foreign Key | fk SystemRentalUnit.RentalUnitId to RentalUnit.RentalUnitId | 0..n | B-RU-10293
DigitalTwin | SystemSite | SystemId | Unique identifier either coming from previous system otherwise it needs to be defined | string |  |  | 1 | 50 |  |  |  |  | TRUE | TRUE | Foreign Key | fk SystemSite.SystemId to System.SystemId | 0..n | S-17281
DigitalTwin | SystemSite | SiteId | Unique identifier either coming from previous system otherwise it needs to be defined | string |  |  | 1 | 50 |  |  |  |  | TRUE | TRUE | Foreign Key | fk SystemSite.SiteId to Site.SiteId | 0..n | AE-DE-02
DigitalTwin | SystemSpace | SystemId | Unique identifier either coming from previous system otherwise it needs to be defined | string |  |  | 1 | 50 |  |  |  |  | TRUE | TRUE | Foreign Key | fk SystemSpace.SystemId to System.SystemId | 0..n | S-17281
DigitalTwin | SystemSpace | SpaceId | Unique identifier either coming from previous system otherwise it needs to be defined | string |  |  | 1 | 50 |  |  |  |  | TRUE | TRUE | Foreign Key | fk SystemSpace.SpaceId to Space.SpaceId | 0..n | SE-CH-F-01-21
DigitalTwin | SystemUnit | SystemId | Unique identifier either coming from previous system otherwise it needs to be defined | string |  |  | 1 | 50 |  |  |  |  | TRUE | TRUE | Foreign Key | fk SystemUnit.SystemId to System.SystemId | 0..n | S-17281
DigitalTwin | SystemUnit | UnitId | Unique identifier either coming from previous system otherwise it needs to be defined | string |  |  | 1 | 50 |  |  |  |  | TRUE | TRUE | Foreign Key | fk SystemUnit.UnitId to Unit.UnitId | 0..n | UN-SE-CH-2341-02
DigitalTwin | TanklessWaterHeater | TanklessWaterHeaterId | Unique identifier either coming from previous system otherwise it needs to be defined | string |  |  | 1 | 50 |  |  |  |  | TRUE | TRUE |  |  |  | WH-1
DigitalTwin | TanklessWaterHeater | WaterHeaterId | Unique identifier either coming from previous system otherwise it needs to be defined | string |  |  | 1 | 50 |  |  |  |  | TRUE | FALSE | Foreign Key | fk TanklessWaterHeater.WaterHeaterId to WaterHeater.WaterHeaterId | 0..n | WH-1
DigitalTwin | TanklessWaterHeater | Type | Tankless water heater type | string |  |  | 1 | 50 |  |  |  |  | FALSE | FALSE
DigitalTwin | TanklessWaterHeater | FirstHourDelivery | First hour delivery | number | 19 | 6 | [5 empty] | l | FALSE | FALSE
DigitalTwin | TanklessWaterHeater | Recovery100FRise | Recovery rate to 100 frise in l per hour | number | 19 | 6 | [5 empty] | l/h | FALSE | FALSE |  |  |  | 18
DigitalTwin | TanklessWaterHeaterSubComponent | TanklessWaterHeaterSubComponentId | Unique identifier either coming from previous system otherwise it needs to be defined | string |  |  | 1 | 50 |  |  |  |  | TRUE | TRUE |  |  |  | WH-1
DigitalTwin | TanklessWaterHeaterSubComponent | TanklessWaterHeaterId | Unique identifier either coming from previous system otherwise it needs to be defined | string |  |  | 1 | 50 |  |  |  |  | TRUE | FALSE | Foreign Key | fk TanklessWaterHeaterSubComponent.TanklessWaterHeaterId to TanklessWaterHeater.TanklessWaterHeaterId | 0..n | WH-1
DigitalTwin | TanklessWaterHeaterSubComponent | Type | Tankless water heater sub component type | string |  |  | 1 | 50 |  |  |  |  | FALSE | FALSE
DigitalTwin | TanklessWaterHeaterSubComponent | FirstHourDelivery | First hour delivery | number | 19 | 6 | [5 empty] | l | FALSE | FALSE
DigitalTwin | TanklessWaterHeaterSubComponent | Recovery100FRise | Recovery rate to 100 frise in l per hour | number | 19 | 6 | [5 empty] | l/h | FALSE | FALSE |  |  |  | 18
DigitalTwin | TanklessWaterHeaterSubComponent | PowerInput | Power input | number | 19 | 6 | [5 empty] | kW | FALSE | FALSE |  |  |  | 12
DigitalTwin | TankWaterHeater | TankWaterHeaterId | Unique identifier either coming from previous system otherwise it needs to be defined | string |  |  | 1 | 50 |  |  |  |  | TRUE | TRUE |  |  |  | WH-1
DigitalTwin | TankWaterHeater | WaterHeaterId | Unique identifier either coming from previous system otherwise it needs to be defined | string |  |  | 1 | 50 |  |  |  |  | TRUE | FALSE | Foreign Key | fk TankWaterHeater.WaterHeaterId to WaterHeater.WaterHeaterId | 0..n | WH-1
DigitalTwin | TankWaterHeater | Type | Tank water heater type | string |  |  | 1 | 50 |  |  |  |  | FALSE | FALSE
DigitalTwin | TankWaterHeater | FirstHourDelivery | First hour delivery | number | 19 | 6 | [5 empty] | l | FALSE | FALSE
DigitalTwin | TankWaterHeater | Recovery100FRise | Recovery rate to 100 frise in l per hour | number | 19 | 6 | [5 empty] | l/h | FALSE | FALSE |  |  |  | 18
DigitalTwin | TankWaterHeater | TankCapacity | Tank capacity | number | 19 | 6 | [5 empty] | cubm | FALSE | FALSE
DigitalTwin | TankWaterHeaterSubComponent | TankWaterHeaterSubComponentId | Unique identifier either coming from previous system otherwise it needs to be defined | string |  |  | 1 | 50 |  |  |  |  | TRUE | TRUE |  |  |  | WH-1
DigitalTwin | TankWaterHeaterSubComponent | TankWaterHeaterId | Unique identifier either coming from previous system otherwise it needs to be defined | string |  |  | 1 | 50 |  |  |  |  | TRUE | FALSE | Foreign Key | fk TankWaterHeaterSubComponent.TankWaterHeaterId to TankWaterHeater.TankWaterHeaterId | 0..n | WH-1
DigitalTwin | TankWaterHeaterSubComponent | Type | Tank water heater sub component type | string |  |  | 1 | 50 |  |  |  |  | FALSE | FALSE
DigitalTwin | TankWaterHeaterSubComponent | FirstHourDelivery | First hour delivery | number | 19 | 6 | [5 empty] | l | FALSE | FALSE
DigitalTwin | TankWaterHeaterSubComponent | Recovery100FRise | Recovery rate to 100 frise in l per hour | number | 19 | 6 | [5 empty] | l/h | FALSE | FALSE |  |  |  | 18
DigitalTwin | TankWaterHeaterSubComponent | TankCapacity | Tank capacity | number | 19 | 6 | [5 empty] | cubm | FALSE | FALSE
DigitalTwin | TankWaterHeaterSubComponent | PowerInput | Power input | number | 19 | 6 | [5 empty] | kW | FALSE | FALSE |  |  |  | 12
DigitalTwin | TerminalUnit | TerminalUnitId | Unique identifier either coming from previous system otherwise it needs to be defined | string |  |  | 1 | 50 |  |  |  |  | TRUE | TRUE |  |  |  | HV-1
DigitalTwin | TerminalUnit | ComponentTypeId | Unique identifier either coming from previous system otherwise it needs to be defined | string |  |  | 1 | 50 |  |  |  |  | TRUE | FALSE | Foreign Key | fk TerminalUnit.ComponentTypeId to ComponentType.ComponentTypeId | 0..n | T-2615
DigitalTwin | TerminalUnit | Type | Define the specific terminal unit type | string |  |  | 1 | 50 |  |  |  |  | FALSE | FALSE
DigitalTwin | TerminalUnit | MinAirflowRating | Min flow capacity | number | 19 | 6 | [5 empty] | cubm/h | FALSE | FALSE |  |  |  | 10
DigitalTwin | TerminalUnit | MaxAirflowRating | Max flow capacity | number | 19 | 6 | [5 empty] | cubm/h | FALSE | FALSE |  |  |  | 150
DigitalTwin | TerminalUnit | DuctInletShape | Duct inlet shape | number | 19 | 6 | [5 empty] | mm | FALSE | FALSE
DigitalTwin | TerminalUnit | DuctInletSize | Duct inlet size | number | 19 | 6 | [5 empty] | mm | FALSE | FALSE
DigitalTwin | TerminalUnit | DuctInletConfiguration | Duct inlet configuration | string |  |  | 1 | 200 |  |  |  |  | FALSE | FALSE
DigitalTwin | TerminalUnit | DuctInletName | Name of Duct inlet | string |  |  | 1 | 200 |  |  |  |  | FALSE | FALSE |  |  |  | Door
DigitalTwin | TerminalUnit | DuctInletCommissionDate | Commission date if duct inlet in yyyy-mm-ddThh:mm:ssZ form (conform to ISO 8061) | date-time | [8 empty] | FALSE | FALSE
DigitalTwin | TerminalUnit | DuctInletExpectedEndOfLife | Expected end of life date in yyyy-mm-ddThh:mm:ssZ form (conform to ISO 8061) | date-time | [8 empty] | FALSE | FALSE
DigitalTwin | TerminalUnit | DuctInletExpectedReplacementCost | Duct inlet expected replacement costs | number | 28 | 4 |  |  |  | 1 | 999999 |  | FALSE | FALSE |  |  |  | 223.21
DigitalTwin | TerminalUnit | DuctInletInitialCost | Duct inlet initial cost | number | 28 | 4 |  |  |  | 1 | 999999 |  | FALSE | FALSE |  |  |  | 223.21
DigitalTwin | TerminalUnit | DuctInletCurrency | Currency | string |  |  | 1 | 50 | AFN ¦ ALL ¦ DZD ¦ USD ¦ EUR ¦ AOA ¦ XCD ¦ ARS ¦ AMD ¦ AWG ¦ AUD ¦ AZN ¦ BSD ¦ BHD ¦ BDT ¦ BBD ¦ BYN ¦ BZD ¦ XOF ¦ BMD ¦ BTN ¦ INR ¦ BOB ¦ BOV ¦ BAM ¦ BWP ¦ NOK ¦ BRL ¦ BND ¦ BGN ¦ BIF ¦ CVE ¦ KHR ¦ XAF ¦ CAD ¦ KYD ¦ CLF ¦ CLP ¦ CNY ¦ COP ¦ COU ¦ KMF ¦ CDF ¦ NZD ¦ CRC ¦ HRK ¦ CUC ¦ CUP ¦ ANG ¦ CZK ¦ DKK ¦ DJF ¦ DOP ¦ EGP ¦ SVC ¦ ERN ¦ ETB ¦ FKP ¦ FJD ¦ XPF ¦ GMD ¦ GEL ¦ GHS ¦ GIP ¦ GTQ ¦ GBP ¦ GNF ¦ GYD ¦ HTG ¦ HNL ¦ HKD ¦ HUF ¦ ISK ¦ IDR ¦ XDR ¦ IRR ¦ IQD ¦ ILS ¦ JMD ¦ JPY ¦ JOD ¦ KZT ¦ KES ¦ KPW ¦ KRW ¦ KWD ¦ KGS ¦ LAK ¦ LBP ¦ LSL ¦ ZAR ¦ LRD ¦ LYD ¦ CHF ¦ MOP ¦ MGA ¦ MWK ¦ MYR ¦ MVR ¦ MRU ¦ MUR ¦ XUA ¦ MXN ¦ MXV ¦ MDL ¦ MNT ¦ MAD ¦ MZN ¦ MMK ¦ NAD ¦ NPR ¦ NIO ¦ NGN ¦ OMR ¦ PKR ¦ PAB ¦ PGK ¦ PYG ¦ PEN ¦ PHP ¦ PLN ¦ QAR ¦ MKD ¦ RON ¦ RUB ¦ RWF ¦ SHP ¦ WST ¦ STN ¦ SAR ¦ RSD ¦ SCR ¦ SLL ¦ SGD ¦ XSU ¦ SBD ¦ SOS ¦ SSP ¦ LKR ¦ SDG ¦ SRD ¦ SZL ¦ SEK ¦ CHE ¦ CHW ¦ SYP ¦ TWD ¦ TJS ¦ TZS ¦ THB ¦ TOP ¦ TTD ¦ TND ¦ TRY ¦ TMT ¦ UGX ¦ UAH ¦ AED ¦ USN ¦ UYI ¦ UYU ¦ UZS ¦ VUV ¦ VEF ¦ VED ¦ VND ¦ YER ¦ ZMW ¦ ZWL |  |  |  | FALSE | FALSE |  |  |  | EUR
DigitalTwin | TerminalUnit | DuctInletInstallationDate | Duct inlet Installation date in yyyy-mm-ddThh:mm:ssZ form (conform to ISO 8061) | date-time | [8 empty] | FALSE | FALSE
DigitalTwin | TerminalUnit | DuctInletMaintenanceInterval | Duct inlet maintenance interval either as string: monthly, quarterly, etc. or as month | string |  |  | 1 | 50 |  |  |  |  | FALSE | FALSE |  |  |  | quarterly
DigitalTwin | TerminalUnit | DuctInletTurnoverDate | Duct inlet turnover date in yyyy-mm-ddThh:mm:ssZ form (conform to ISO 8061) | date-time | [8 empty] | FALSE | FALSE
DigitalTwin | TerminalUnit | DuctInletModel | Duct inlet model number | string |  |  | 1 | 200 |  |  |  |  | FALSE | FALSE |  |  |  | 17240-K28-910
DigitalTwin | TerminalUnit | DuctInletTagNumber | Tag number | string |  |  | 1 | 50 |  |  |  |  | FALSE | FALSE |  |  |  | 271836
DigitalTwin | TerminalUnit | DuctInletSerialNumber | Serial number of component | string |  |  | 1 | 50 |  |  |  |  | FALSE | FALSE |  |  |  | DI2718
DigitalTwin | ThermalMeter | ThermalMeterId | Unique identifier either coming from previous system otherwise it needs to be defined | string |  |  | 1 | 50 |  |  |  |  | TRUE | TRUE |  |  |  | TM-1
DigitalTwin | ThermalMeter | ComponentTypeId | Unique identifier either coming from previous system otherwise it needs to be defined | string |  |  | 1 | 50 |  |  |  |  | TRUE | FALSE | Foreign Key | fk ThermalMeter.ComponentTypeId to ComponentType.ComponentTypeId | 0..n | T-2615
DigitalTwin | ThermalMeter | Type | Water meter type | string |  |  | 1 | 50 |  |  |  |  | FALSE | FALSE
DigitalTwin | ThermalMeter | VolumeTotal | Volume | number | 19 | 6 | [5 empty] | cubm | FALSE | FALSE |  |  |  | 1000
DigitalTwin | ThermalMeter | VolumeFlow | Volume flow | number | 19 | 6 | [5 empty] | cubm/s | FALSE | FALSE |  |  |  | 270
DigitalTwin | ThermalMeter | SupplyTemperature | Supply temperature | number | 19 | 6 | [5 empty] | C | FALSE | FALSE |  |  |  | 10
DigitalTwin | ThermalMeter | ReturnTemperature | Return temperature | number | 19 | 6 | [5 empty] | C | FALSE | FALSE |  |  |  | 10
DigitalTwin | ThermalMeter | EnergyTotal | Energy total | number | 19 | 6 | [5 empty] | kWh | FALSE | FALSE |  |  |  | 270
DigitalTwin | ThermalMeter | EnergyRate | Export energy | number | 19 | 6 | [5 empty] | kWh | FALSE | FALSE |  |  |  | 0.356
DigitalTwin | ThermalMeter | DeltaTemperature | Export energy | number | 19 | 6 | [5 empty] | C | FALSE | FALSE |  |  |  | 3
DigitalTwin | ThermalMeter | Measures | Substance that is measured | string |  |  | 1 | 50 |  |  |  |  | FALSE | FALSE
DigitalTwin | Toilet | ToiletId | Unique identifier either coming from previous system otherwise it needs to be defined | string |  |  | 1 | 50 |  |  |  |  | TRUE | TRUE |  |  |  | F-1
DigitalTwin | Toilet | ComponentTypeId | Unique identifier either coming from previous system otherwise it needs to be defined | string |  |  | 1 | 50 |  |  |  |  | TRUE | FALSE | Foreign Key | fk Toilet.ComponentTypeId to ComponentType.ComponentTypeId | 0..n | T-2615
DigitalTwin | Toilet | WaterPerFlush | Water per flush | number | 19 | 6 | [5 empty] | l | FALSE | FALSE |  |  |  | 10
DigitalTwin | Toilet | InstallationType | Installation type | string |  |  | 1 | 50 |  |  |  |  | FALSE | FALSE
DigitalTwin | ToiletFlushometer | ToiletFlushometerId | Unique identifier either coming from previous system otherwise it needs to be defined | string |  |  | 1 | 50 |  |  |  |  | TRUE | TRUE |  |  |  | F-1
DigitalTwin | ToiletFlushometer | ToiletId | Unique identifier either coming from previous system otherwise it needs to be defined | string |  |  | 1 | 50 |  |  |  |  | TRUE | FALSE | Foreign Key | fk ToiletFlushometer.ToiletId to Toilet.ToiletId | 0..n | F-1
DigitalTwin | ToiletFlushometer | WaterPerFlush | Water per flush | number | 19 | 6 | [5 empty] | l | FALSE | FALSE |  |  |  | 10
DigitalTwin | ToiletFlushometer | InstallationType | Installation type | string |  |  | 1 | 50 |  |  |  |  | FALSE | FALSE
DigitalTwin | ToiletTank | ToiletTankId | Unique identifier either coming from previous system otherwise it needs to be defined | string |  |  | 1 | 50 |  |  |  |  | TRUE | TRUE |  |  |  | F-1
DigitalTwin | ToiletTank | ToiletId | Unique identifier either coming from previous system otherwise it needs to be defined | string |  |  | 1 | 50 |  |  |  |  | TRUE | FALSE | Foreign Key | fk ToiletTank.ToiletId to Toilet.ToiletId | 0..n | F-1
DigitalTwin | ToiletTank | WaterPerFlush | Water per flush | number | 19 | 6 | [5 empty] | l | FALSE | FALSE |  |  |  | 10
DigitalTwin | ToiletTank | InstallationType | Installation type | string |  |  | 1 | 50 |  |  |  |  | FALSE | FALSE
DigitalTwin | ToiletTank | FlushingType | Flushing type | string |  |  | 1 | 50 |  |  |  |  | FALSE | FALSE
DigitalTwin | TransferSwitch | TransferSwitchId | Unique identifier either coming from previous system otherwise it needs to be defined | string |  |  | 1 | 50 |  |  |  |  | TRUE | TRUE |  |  |  | TS-115
DigitalTwin | TransferSwitch | ComponentTypeId | Unique identifier either coming from previous system otherwise it needs to be defined | string |  |  | 1 | 50 |  |  |  |  | TRUE | FALSE | Foreign Key | fk TransferSwitch.ComponentTypeId to ComponentType.ComponentTypeId | 0..n | T-2615
DigitalTwin | TransferSwitch | Type | Transfer switch type | string |  |  | 1 | 50 |  |  |  |  | FALSE | FALSE
DigitalTwin | TransferSwitch | MainBusMaterial | Material | string |  |  | 1 | 50 |  |  |  |  | FALSE | FALSE
DigitalTwin | TransferSwitch | MainBusCurrentRating | Current rating | number | 19 | 6 | [5 empty] | V | FALSE | FALSE |  |  |  | 220
DigitalTwin | TransferSwitch | Poles | Poles | integer | [8 empty] | FALSE | FALSE |  |  |  | 4
DigitalTwin | TransferSwitch | MainsRating | Mains rating | number | 19 | 6 | [5 empty] | V | FALSE | FALSE |  |  |  | 220
DigitalTwin | Transformer | TransformerId | Unique identifier either coming from previous system otherwise it needs to be defined | string |  |  | 1 | 50 |  |  |  |  | TRUE | TRUE |  |  |  | TS-115
DigitalTwin | Transformer | ComponentTypeId | Unique identifier either coming from previous system otherwise it needs to be defined | string |  |  | 1 | 50 |  |  |  |  | TRUE | FALSE | Foreign Key | fk Transformer.ComponentTypeId to ComponentType.ComponentTypeId | 0..n | T-2615
DigitalTwin | Transformer | VoltagePrimary | Voltage primary | number | 19 | 6 | [5 empty] | V | FALSE | FALSE |  |  |  | 220
DigitalTwin | Transformer | VoltageSecondary | Voltage secondary | number | 19 | 6 | [5 empty] | V | FALSE | FALSE |  |  |  | 220
DigitalTwin | Transformer | Type | Transformer type | string |  |  | 1 | 50 |  |  |  |  | FALSE | FALSE
DigitalTwin | Transformer | SizeKva | Size kva (kilovolt-ampere) | number | 19 | 6 | [5 empty] | V | FALSE | FALSE |  |  |  | 220
DigitalTwin | Transformer | Phases | Phases | string |  |  | 1 | 50 |  |  |  |  | FALSE | FALSE
DigitalTwin | Unit | UnitId | Unique identifier either coming from previous system otherwise it needs to be defined | string |  |  | 1 | 50 |  |  |  |  | TRUE | TRUE |  |  |  | UN-SE-CH-2341-02
DigitalTwin | Unit | Type | Type of Unit e.g: part of building, rental unit | string |  |  | 1 | 50 |  |  |  |  | TRUE | FALSE |  |  |  | East Wing
DigitalTwin | Unit | Name | Name of unit | string |  |  | 1 | 200 |  |  |  |  | TRUE | FALSE |  |  |  | East Wing
DigitalTwin | Unit | UnitCode | User-specific code for unit | string |  |  | 1 | 70 |  |  |  |  | FALSE | FALSE |  |  |  | C602
DigitalTwin | Unit | ValidFrom | The records can be used from this date onwards in yyyy-mm-ddThh:mm:ssZ form (conform to ISO 8061) | date-time | [8 empty] | TRUE | FALSE
DigitalTwin | Unit | ValidUntil | The records can be used until this date in yyyy-mm-ddThh:mm:ssZ form (conform to ISO 8061) | date-time | [8 empty] | TRUE | FALSE
DigitalTwin | UnitBuilding | UnitId | Unique identifier either coming from previous system otherwise it needs to be defined | string |  |  | 1 | 50 |  |  |  |  | TRUE | TRUE | Foreign Key | fk UnitBuilding.UnitId to Unit.UnitId | 0..1 | UN-SE-CH-2341
DigitalTwin | UnitBuilding | BuildingId | Unique identifier either coming from previous system otherwise it needs to be defined | string |  |  | 1 | 50 |  |  |  |  | TRUE | TRUE | Foreign Key | fk UnitBuilding.BuildingId to Building.BuildingId | 0..n | SE-CH-2341
DigitalTwin | UnitFloor | UnitId | Unique identifier either coming from previous system otherwise it needs to be defined | string |  |  | 1 | 50 |  |  |  |  | TRUE | TRUE | Foreign Key | fk UnitFloor.UnitId to Unit.UnitId | 0..1 | UN-SE-CH-F-01
DigitalTwin | UnitFloor | FloorId | Unique identifier either coming from previous system otherwise it needs to be defined | string |  |  | 1 | 50 |  |  |  |  | TRUE | TRUE | Foreign Key | fk UnitFloor.FloorId to Floor.FloorId | 0..n | SE-CH-F-01
DigitalTwin | UnitHeater | UnitHeaterId | Unique identifier either coming from previous system otherwise it needs to be defined | string |  |  | 1 | 50 |  |  |  |  | TRUE | TRUE |  |  |  | HV-1
DigitalTwin | UnitHeater | ComponentTypeId | Unique identifier either coming from previous system otherwise it needs to be defined | string |  |  | 1 | 50 |  |  |  |  | TRUE | FALSE | Foreign Key | fk UnitHeater.ComponentTypeId to ComponentType.ComponentTypeId | 0..n | T-2615
DigitalTwin | UnitHeater | Type | Unit heater sub component type | string |  |  | 1 | 50 |  |  |  |  | FALSE | FALSE
DigitalTwin | UnitHeater | NominalHeatingCapacity | Nominal heating capacity | number | 19 | 6 | [5 empty] | kW | FALSE | FALSE
DigitalTwin | UnitHeater | SteamUnitHeaterCondensate | Condensate information if steam unit heater | string |  |  | 1 | 50 |  |  |  |  | FALSE | FALSE
DigitalTwin | UnitHeater | HotWaterUnitHeaterFlowCapacity | Flow capacity | number | 19 | 6 | [5 empty] | cubm/h | FALSE | FALSE |  |  |  | 102
DigitalTwin | UnitHeater | ElectricUnitHeaterPowerInput | Power input | number | 19 | 6 | [5 empty] | kW | FALSE | FALSE |  |  |  | 12
DigitalTwin | UnitHeater | HeatingMethodType | Heating method type | string |  |  | 1 | 50 |  |  |  |  | FALSE | FALSE
DigitalTwin | UnitHeater | HeatingMethodOutsideDiameter | Heating method outside diameter | number | 19 | 6 | [5 empty] | mm | FALSE | FALSE
DigitalTwin | UnitHeater | HeatingMethodName | Heating method name of product | string |  |  | 1 | 200 |  |  |  |  | FALSE | FALSE |  |  |  | Door
DigitalTwin | UnitHeater | HeatingMethodCommissionDate | Heating method commission date in yyyy-mm-ddThh:mm:ssZ form (conform to ISO 8061) | date-time | [8 empty] | FALSE | FALSE
DigitalTwin | UnitHeater | HeatingMethodExpectedEndOfLife | Heating method expected end of life date in yyyy-mm-ddThh:mm:ssZ form (conform to ISO 8061) | date-time | [8 empty] | FALSE | FALSE
DigitalTwin | UnitHeater | HeatingMethodDurationLifeYear | Heating method life span of component in years | integer | [5 empty] | 1 | 99 |  | FALSE | FALSE
DigitalTwin | UnitHeater | HeatingMethodExpectedReplacementCost | Heating method expected replacement costs | number | 28 | 4 |  |  |  | 1 | 999999 |  | FALSE | FALSE |  |  |  | 223.21
DigitalTwin | UnitHeater | HeatingMethodInitialCost | Heating method initial cost | number | 28 | 4 |  |  |  | 1 | 999999 |  | FALSE | FALSE |  |  |  | 223.21
DigitalTwin | UnitHeater | HeatingMethodInstallationDate | Installation date in yyyy-mm-ddThh:mm:ssZ form (conform to ISO 8061) | date-time | [8 empty] | FALSE | FALSE
DigitalTwin | UnitHeater | HeatingMethodMaintenanceInterval | Heating method maintenance interval either as string: monthly, quarterly, etc. or as month | string |  |  | 1 | 50 |  |  |  |  | FALSE | FALSE |  |  |  | quarterly
DigitalTwin | UnitHeater | HeatingMethodTurnoverDate | Heating method turnover date in yyyy-mm-ddThh:mm:ssZ form (conform to ISO 8061) | date-time | [8 empty] | FALSE | FALSE
DigitalTwin | UnitHeater | HeatingMethodModelNumber | Model number of heating method | string |  |  | 1 | 50 |  |  |  |  | FALSE | FALSE |  |  |  | xan51425612
DigitalTwin | UnitHeater | HeatingMethodTagNumber | Heating method tag number | string |  |  | 1 | 50 |  |  |  |  | FALSE | FALSE |  |  |  | 27465192
DigitalTwin | UnitHeater | HeatingMethodSerialNumber | Serial number of heating method | string |  |  | 1 | 50 |  |  |  |  | FALSE | FALSE |  |  |  | xan51425612
DigitalTwin | UnitHeater | FanNominalAirflow | Fan nominal airflow | number | 19 | 6 | [5 empty] | cubm/h | FALSE | FALSE
DigitalTwin | UnitHeater | FanMotorPower | Fan motor power | number | 19 | 6 | [5 empty] | kW | FALSE | FALSE
DigitalTwin | UnitHeater | FanMinAirflowRating | Fan min flow capacity | number | 19 | 6 | [5 empty] | cubm/h | FALSE | FALSE |  |  |  | 10
DigitalTwin | UnitHeater | FanMaxAirflowRating | Fan max flow capacity | number | 19 | 6 | [5 empty] | cubm/h | FALSE | FALSE |  |  |  | 150
DigitalTwin | UnitHeater | FanDriveType | Fan fan drive type | string |  |  | 1 | 50 |  |  |  |  | FALSE | FALSE
DigitalTwin | UnitHeater | FanName | Name of fan | string |  |  | 1 | 200 |  |  |  |  | FALSE | FALSE |  |  |  | Door
DigitalTwin | UnitHeater | FanCommissionDate | Fan commission date in yyyy-mm-ddThh:mm:ssZ form (conform to ISO 8061) | date-time | [8 empty] | FALSE | FALSE
DigitalTwin | UnitHeater | FanExpectedEndOfLife | Fan expected end of life date in yyyy-mm-ddThh:mm:ssZ form (conform to ISO 8061) | date-time | [8 empty] | FALSE | FALSE
DigitalTwin | UnitHeater | FanDurationLifeYear | Fan life span of component in years | integer | [5 empty] | 1 | 99 |  | FALSE | FALSE
DigitalTwin | UnitHeater | FanExpectedReplacementCost | Fan expected replacement costs | number | 28 | 4 |  |  |  | 1 | 999999 |  | FALSE | FALSE |  |  |  | 223.21
DigitalTwin | UnitHeater | FanInitialCost | Fan initial cost | number | 28 | 4 |  |  |  | 1 | 999999 |  | FALSE | FALSE |  |  |  | 223.21
DigitalTwin | UnitHeater | Currency | Currency | string |  |  | 1 | 50 | AFN ¦ ALL ¦ DZD ¦ USD ¦ EUR ¦ AOA ¦ XCD ¦ ARS ¦ AMD ¦ AWG ¦ AUD ¦ AZN ¦ BSD ¦ BHD ¦ BDT ¦ BBD ¦ BYN ¦ BZD ¦ XOF ¦ BMD ¦ BTN ¦ INR ¦ BOB ¦ BOV ¦ BAM ¦ BWP ¦ NOK ¦ BRL ¦ BND ¦ BGN ¦ BIF ¦ CVE ¦ KHR ¦ XAF ¦ CAD ¦ KYD ¦ CLF ¦ CLP ¦ CNY ¦ COP ¦ COU ¦ KMF ¦ CDF ¦ NZD ¦ CRC ¦ HRK ¦ CUC ¦ CUP ¦ ANG ¦ CZK ¦ DKK ¦ DJF ¦ DOP ¦ EGP ¦ SVC ¦ ERN ¦ ETB ¦ FKP ¦ FJD ¦ XPF ¦ GMD ¦ GEL ¦ GHS ¦ GIP ¦ GTQ ¦ GBP ¦ GNF ¦ GYD ¦ HTG ¦ HNL ¦ HKD ¦ HUF ¦ ISK ¦ IDR ¦ XDR ¦ IRR ¦ IQD ¦ ILS ¦ JMD ¦ JPY ¦ JOD ¦ KZT ¦ KES ¦ KPW ¦ KRW ¦ KWD ¦ KGS ¦ LAK ¦ LBP ¦ LSL ¦ ZAR ¦ LRD ¦ LYD ¦ CHF ¦ MOP ¦ MGA ¦ MWK ¦ MYR ¦ MVR ¦ MRU ¦ MUR ¦ XUA ¦ MXN ¦ MXV ¦ MDL ¦ MNT ¦ MAD ¦ MZN ¦ MMK ¦ NAD ¦ NPR ¦ NIO ¦ NGN ¦ OMR ¦ PKR ¦ PAB ¦ PGK ¦ PYG ¦ PEN ¦ PHP ¦ PLN ¦ QAR ¦ MKD ¦ RON ¦ RUB ¦ RWF ¦ SHP ¦ WST ¦ STN ¦ SAR ¦ RSD ¦ SCR ¦ SLL ¦ SGD ¦ XSU ¦ SBD ¦ SOS ¦ SSP ¦ LKR ¦ SDG ¦ SRD ¦ SZL ¦ SEK ¦ CHE ¦ CHW ¦ SYP ¦ TWD ¦ TJS ¦ TZS ¦ THB ¦ TOP ¦ TTD ¦ TND ¦ TRY ¦ TMT ¦ UGX ¦ UAH ¦ AED ¦ USN ¦ UYI ¦ UYU ¦ UZS ¦ VUV ¦ VEF ¦ VED ¦ VND ¦ YER ¦ ZMW ¦ ZWL |  |  |  | FALSE | FALSE |  |  |  | EUR
DigitalTwin | UnitHeater | FanInstallationDate | Installation date in yyyy-mm-ddThh:mm:ssZ form (conform to ISO 8061) | date-time | [8 empty] | FALSE | FALSE
DigitalTwin | UnitHeater | FanMaintenanceInterval | Fan maintenance interval either as string: monthly, quarterly, etc. or as month | string |  |  | 1 | 50 |  |  |  |  | FALSE | FALSE |  |  |  | quarterly
DigitalTwin | UnitHeater | FanTurnoverDate | Fan turnover date in yyyy-mm-ddThh:mm:ssZ form (conform to ISO 8061) | date-time | [8 empty] | FALSE | FALSE
DigitalTwin | UnitHeater | FanModelNumber | Model number of fan | string |  |  | 1 | 50 |  |  |  |  | FALSE | FALSE |  |  |  | xan51425612
DigitalTwin | UnitHeater | FanTagNumber | Fan tag number | string |  |  | 1 | 50 |  |  |  |  | FALSE | FALSE |  |  |  | 27465192
DigitalTwin | UnitHeater | FanSerialNumber | Serial number of fan | string |  |  | 1 | 50 |  |  |  |  | FALSE | FALSE |  |  |  | xan51425612
DigitalTwin | UnitLand | UnitId | Unique identifier either coming from previous system otherwise it needs to be defined | string |  |  | 1 | 50 |  |  |  |  | TRUE | TRUE | Foreign Key | fk UnitLand.UnitId to Unit.UnitId | 0..1 | UN-RE-AT-05
DigitalTwin | UnitLand | LandId | Unique identifier either coming from previous system otherwise it needs to be defined | string |  |  | 1 | 50 |  |  |  |  | TRUE | TRUE | Foreign Key | fk UnitLand.LandId to Land.LandId | 0..n | RE-AT-05
DigitalTwin | UnitSite | UnitId | Unique identifier either coming from previous system otherwise it needs to be defined | string |  |  | 1 | 50 |  |  |  |  | TRUE | TRUE | Foreign Key | fk UnitSite.UnitId to Unit.UnitId | 0..1 | UN-SE-CH-2341-02
DigitalTwin | UnitSite | SiteId | Unique identifier either coming from previous system otherwise it needs to be defined | string |  |  | 1 | 50 |  |  |  |  | TRUE | TRUE | Foreign Key | fk UnitSite.SiteId to Site.SiteId | 0..n | AE-DE-02
DigitalTwin | UnitSpace | UnitId | Unique identifier either coming from previous system otherwise it needs to be defined | string |  |  | 1 | 50 |  |  |  |  | TRUE | TRUE | Foreign Key | fk UnitSpace.UnitId to Unit.UnitId | 0..1 | UN-SE-CH-2341-02
DigitalTwin | UnitSpace | SpaceId | Unique identifier either coming from previous system otherwise it needs to be defined | string |  |  | 1 | 50 |  |  |  |  | TRUE | TRUE | Foreign Key | fk UnitSpace.SpaceId to Space.SpaceId | 0..n | SE-CH-F-01-21
EnergyAndResources | Climate | ClimateId | Unique identifier either coming from previous system otherwise it needs to be define | string |  |  | 36 | 36 |  |  |  |  | TRUE | TRUE |  |  |  | 075a2983-a8e5-4ea8-a354-6a88b311bfdb
EnergyAndResources | Climate | Experiment | Type of simulation of regional climate model e.g. Historical, Evaluation, RCP2.6 | string |  |  | 1 | 75 |  |  |  |  | FALSE | FALSE |  |  |  | Historical
EnergyAndResources | Climate | TemporalResolution | Temporal resolution of data (can be the time period over which raw data is aggregated) | string |  |  | 1 | 50 |  |  |  |  | FALSE | FALSE |  |  |  | monthly
EnergyAndResources | Climate | SpatialResolution | Spatial resolution of data | string |  |  | 1 | 50 |  |  |  |  | FALSE | FALSE |  |  |  | 0.11 degree x 0.11 degree
EnergyAndResources | Climate | GlobalCirculationModel | Global circulation model used | string |  |  | 1 | 75 |  |  |  |  | FALSE | FALSE |  |  |  | MPI-M-MPI-ESM-LR
EnergyAndResources | Climate | RegionalClimateModel | Regional climate model used | string |  |  | 1 | 75 |  |  |  |  | FALSE | FALSE |  |  |  | AWI-HIRHAM5
EnergyAndResources | Climate | SimulationVersion | Run number of certain climate model or model combination | string |  |  | 1 | 75 |  |  |  |  | FALSE | FALSE
EnergyAndResources | Climate | EnsembleMember | Information on members of a model ensemble and changed conditions ('realisation', 'initialisation', 'physics'). Control member; 'r1i1p1' | string |  |  | 1 | 75 |  |  |  |  | FALSE | FALSE |  |  |  | r1i1p1
EnergyAndResources | Climate | Value | Value of observed variable | number | 28 | 4 |  |  |  | 1 | 1E+17 |  | TRUE | FALSE |  |  |  | 28462827.85
EnergyAndResources | Climate | Unit | Unit of observed value | string |  |  | 1 | 50 |  |  |  |  | TRUE | FALSE |  |  |  | °C
EnergyAndResources | Climate | ValidFrom | Date observation starts in yyyy-mm-ddThh:mm:ssZ form (conform to ISO 8061) | date-time | [8 empty] | TRUE | FALSE
EnergyAndResources | Climate | ValidUntil | Date observation ends in yyyy-mm-ddThh:mm:ssZ form (conform to ISO 8061) | date-time | [8 empty] | TRUE | FALSE
EnergyAndResources | Climate | LocationType | Type of spatial reference e.g. Zip code or geographic coordinates | string |  |  | 1 | 50 | NUTS3 ¦ Zip Code ¦ Geographic coordinates ¦ Projected coordinates |  |  |  | TRUE | FALSE |  |  |  | Geographic coordinates
EnergyAndResources | Climate | CoordinateSystem | Specific coordinate system used | string |  |  | 1 | 50 |  |  |  |  | FALSE | FALSE
EnergyAndResources | Climate | Location | Localisation of observed data in case of non-grid location types | string |  |  | 1 | 50 |  |  |  |  | FALSE | FALSE |  |  |  | DE27C
EnergyAndResources | Climate | Latitude | Latitude coordinate in case of geographic coordinates | number | 10 | 8 | [6 empty] | FALSE | FALSE |  |  |  | 388951
EnergyAndResources | Climate | Longitude | Longitude coordinate in case of geographic coordinates | number | 11 | 8 | [6 empty] | FALSE | FALSE |  |  |  | -770364
EnergyAndResources | Climate | PosX | Horizontal coordinate in case of projected coordinates | integer | [8 empty] | FALSE | FALSE
EnergyAndResources | Climate | PosY | Vertical coordinate in case of projected coordinates | integer | [8 empty] | FALSE | FALSE
EnergyAndResources | Climate | Variable | Observed variable | string |  |  | 1 | 50 |  |  |  |  | TRUE | FALSE |  |  |  | HDD
EnergyAndResources | ClimateBuilding | ClimateId | Unique identifier either coming from previous system otherwise it needs to be define | string |  |  | 36 | 36 |  |  |  |  | TRUE | TRUE | Foreign Key | fk ClimateBuilding.ClimateId to Climate.ClimateId | 0..n | 271ef573-3521-474a-a3de-08c32b8156d6
EnergyAndResources | ClimateBuilding | BuildingId | Unique identifier either coming from previous system otherwise it needs to be defined | string |  |  | 1 | 50 |  |  |  |  | TRUE | TRUE | Foreign Key | fk ClimateBuilding.BuildingId to Building.BuildingId | 0..n | SE-CH-2341
EnergyAndResources | ClimateSite | ClimateId | Unique identifier either coming from previous system otherwise it needs to be define | string |  |  | 36 | 36 |  |  |  |  | TRUE | TRUE | Foreign Key | fk ClimateSite.ClimateId to Climate.ClimateId | 0..n | 271ef573-3521-474a-a3de-08c32b8156d6
EnergyAndResources | ClimateSite | SiteId | Unique identifier either coming from previous system otherwise it needs to be defined | string |  |  | 1 | 50 |  |  |  |  | TRUE | TRUE | Foreign Key | fk ClimateSite.SiteId to Site.SiteId | 0..n | AE-DE-02
EnergyAndResources | EmissionFactor | EmissionFactorId | Unique identifier either coming from previous system otherwise it needs to be define | string |  |  | 36 | 36 |  |  |  |  | TRUE | TRUE |  |  |  | eb40c43b-8950-47b5-902f-0adac685f19e
EnergyAndResources | EmissionFactor | Name | User specific emission factor name (this can also be the name of a scenario) | string |  |  | 1 | 200 |  |  |  |  | FALSE | FALSE |  |  |  | BM default
EnergyAndResources | EmissionFactor | Country | Sovereign nations and their dependent territories, anything with an ISO-3166 ALPHA-2 code | string |  |  | 1 | 75 | AF ¦ AL ¦ DZ ¦ AS ¦ AD ¦ AO ¦ AI ¦ AQ ¦ AG ¦ AR ¦ AM ¦ AW ¦ AU ¦ AT ¦ AZ ¦ BS ¦ BH ¦ BD ¦ BB ¦ BY ¦ BE ¦ BZ ¦ BJ ¦ BM ¦ BT ¦ BO ¦ BQ ¦ BA ¦ BW ¦ BV ¦ BR ¦ IO ¦ BN ¦ BG ¦ BF ¦ BI ¦ CV ¦ KH ¦ CM ¦ CA ¦ KY ¦ CF ¦ TD ¦ CL ¦ CN ¦ CX ¦ CC ¦ CO ¦ KM ¦ CD ¦ CG ¦ CK ¦ CR ¦ HR ¦ CU ¦ CW ¦ CY ¦ CZ ¦ CI ¦ DK ¦ DJ ¦ DM ¦ DO ¦ EC ¦ EG ¦ SV ¦ GQ ¦ ER ¦ EE ¦ SZ ¦ ET ¦ FK ¦ FO ¦ FJ ¦ FI ¦ FR ¦ GF ¦ PF ¦ TF ¦ GA ¦ GM ¦ GE ¦ DE ¦ GH ¦ GI ¦ GR ¦ GL ¦ GD ¦ GP ¦ GU ¦ GT ¦ GG ¦ GN ¦ GW ¦ GY ¦ HT ¦ HM ¦ VA ¦ HN ¦ HK ¦ HU ¦ IS ¦ IN ¦ ID ¦ IR ¦ IQ ¦ IE ¦ IM ¦ IL ¦ IT ¦ JM ¦ JP ¦ JE ¦ JO ¦ KZ ¦ KE ¦ KI ¦ KP ¦ KR ¦ KW ¦ KG ¦ LA ¦ LV ¦ LB ¦ LS ¦ LR ¦ LY ¦ LI ¦ LT ¦ LU ¦ MO ¦ MG ¦ MW ¦ MY ¦ MV ¦ ML ¦ MT ¦ MH ¦ MQ ¦ MR ¦ MU ¦ YT ¦ MX ¦ FM ¦ MD ¦ MC ¦ MN ¦ ME ¦ MS ¦ MA ¦ MZ ¦ MM ¦ NA ¦ NR ¦ NP ¦ NL ¦ NC ¦ NZ ¦ NI ¦ NE ¦ NG ¦ NU ¦ NF ¦ MP ¦ NO ¦ OM ¦ PK ¦ PW ¦ PS ¦ PA ¦ PG ¦ PY ¦ PE ¦ PH ¦ PN ¦ PL ¦ PT ¦ PR ¦ QA ¦ MK ¦ RO ¦ RU ¦ RW ¦ RE ¦ BL ¦ SH ¦ KN ¦ LC ¦ MF ¦ PM ¦ VC ¦ WS ¦ SM ¦ ST ¦ SA ¦ SN ¦ RS ¦ SC ¦ SL ¦ SG ¦ SX ¦ SK ¦ SI ¦ SB ¦ SO ¦ ZA ¦ GS ¦ SS ¦ ES ¦ LK ¦ SD ¦ SR ¦ SJ ¦ SE ¦ CH ¦ SY ¦ TW ¦ TJ ¦ TZ ¦ TH ¦ TL ¦ TG ¦ TK ¦ TO ¦ TT ¦ TN ¦ TR ¦ TM ¦ TC ¦ TV ¦ UG ¦ UA ¦ AE ¦ GB ¦ UM ¦ US ¦ UY ¦ UZ ¦ VU ¦ VE ¦ VN ¦ VG ¦ VI ¦ WF ¦ EH ¦ YE ¦ ZM ¦ ZW ¦ AX |  |  |  | TRUE | FALSE |  |  |  | AF
EnergyAndResources | EmissionFactor | Type | Specific type of emission factor e.g. district heating or water discharge | string |  |  | 1 | 100 | Electricity from grid (green electricity contract) ¦ Electricity self-generated & exported ¦ Electricity self-generated & consumed ¦ Electricity (unspecified) ¦ REC ¦ Natural gas (standard mix) ¦ Green natural gas ¦ Natural gas (unspecified) ¦ Oil-based fuels ¦ Fuel (unspecified) ¦ District heating ¦ District cooling ¦ Biomass ¦ Solar thermal ¦ Fresh water (municipal water supply) ¦ Ground water (collected on site) ¦ Rain water (collected on site) ¦ Reclaimed water ¦ Water discharge ¦ Water consumption (unspecified) ¦ Recycling: non-hazardous ¦ Incineration: non-hazardous ¦ Waste to energy: non-hazardous ¦ Other/Unknown: hazardous ¦ Other/Unknown: non-hazardous ¦ Electricity from grid (normal contract) ¦ Carbon dioxide (CO2) ¦ Methane (CH4) ¦ Nitrous oxide (N2O) ¦ R-11 ¦ CFC-11 ¦ Trichlorofluoromethane (CCI3F) ¦ R-12 ¦ CFC-12 ¦ Dichlorofluoromethane (CCI2F2) ¦ R-13 ¦ CFC-13 ¦ Chlorodifluoromethane (CCIF3) ¦ R-113 ¦ CFC-113 ¦ 1,1,2-Trichloro-1,2,2-trifluoroethane (C2CI3F3) ¦ R-114 ¦ CFC-114 ¦ Halon-242 ¦ 1,2-Dichlorotetrafluoroethane (C2Cl2F4) ¦ R-115 ¦ CFC-115 ¦ Chloropentafluoroethane (C2ClF5) ¦ R13 B1 ¦ Halon-1301 ¦ Bromotrifluoromethane (CBrF3) ¦ R-12B1 ¦ Halon-1211 ¦ Bromochlorodifluoromethane (CBrCIF2) ¦ R 114B2 ¦ Halon-2402 ¦ 1,2-Dibromotetrafluoroethane (C2Br2F4) ¦ R-10 ¦ Carbon tetrachloride (CCl4) ¦ Bromomethane ¦ Methyl bromide (CH3Br) ¦ R-140a ¦ 1,1,1- Trichloroethane ¦ Methyl chloroform (C2H3Cl3) ¦ R-21 ¦ HCFC-21 ¦ Dichlorofluoromethane (CHCl2F) ¦ R-22 ¦ HCFC-22 ¦ Chlorodifluoromethane (CHClF2) ¦ R-123 ¦ HCFC-123 ¦ 2,2-Dichloro-1,1,1-trifluoroethane (C2Cl2F3) ¦ R-124 ¦ HCFC-124¦ 1-Chloro-1,2,2,2-tetrafluoroethane (C2ClF4) ¦ R-141b ¦ HCFC-141b ¦1,1,-Dichloro-1-1-fluoroethane (C2H3Cl2F) ¦ R-142b ¦ HCFC-142b ¦ 1-Chloro-1,1,-difluoroethane (C2ClF2) ¦ R-225ca ¦ HCFC-225ca ¦ 3.3-dichloro-1,1,1,2,2-pentafluoropropane (C3HCl2F5) ¦ R-225cb ¦ HCFC-225cb ¦ 1,3-Dichloro-1,1,2,2,3-pentafluoropropane (C3HCl2F5) ¦ R-23 ¦ HFC-23 ¦ ¦ R-32 ¦ HFC-32 ¦ ¦ R-41 ¦ HFC-41 ¦ ¦ R-125 ¦ HFC-125 ¦ ¦ R-134 ¦ HFC-134 ¦ ¦ R-134a ¦ HFC-134a ¦ ¦ R-143 ¦ HFC-143 ¦ ¦ R-143a ¦ HFC-143a ¦ ¦ R-152 ¦ HFC-152 ¦ ¦ R-152a ¦ HFC-152a ¦ ¦ R-161 ¦ HFC-161 ¦ ¦ R-227ea ¦ HFC-227ea ¦ ¦ R-236cb ¦ HFC-236cb ¦ ¦ R-236ea ¦ HFC-236ea ¦ ¦ R-236fa ¦ HFC-236fa ¦ ¦ R-245ca ¦ HFC-245ca ¦ ¦ R-245fa ¦ HFC-245fa ¦ ¦ R-365mfc ¦ HFC-365mfc ¦ ¦ R-43-10mee ¦ HFC-43-10mee ¦ ¦ Sulfur hexafluoride (SF6) ¦ Nitrogen trifluoride (NF3) ¦ Water supply ¦ Landfill: non-hazardous ¦ Reuse: non-hazardous ¦ Waste to energy: hazardous ¦ Incineration: hazardous ¦ Landfill: hazardous ¦ Recycling: hazardous ¦ Reuse: hazardous |  |  |  | TRUE | FALSE |  |  |  | Solar thermal
EnergyAndResources | EmissionFactor | ValidFrom | Date validity starts in yyyy-mm-ddThh:mm:ssZ form (conform to ISO 8061) | date-time | [8 empty] | TRUE | FALSE
EnergyAndResources | EmissionFactor | ValidUntil | Date validity ends in yyyy-mm-ddThh:mm:ssZ form (conform to ISO 8061) | date-time | [8 empty] | TRUE | FALSE
EnergyAndResources | EmissionFactor | Value | Value of emission factor | decimal | [5 empty] | -1e+17 | 1E+17 |  | TRUE | FALSE |  |  |  | 2638593.12
EnergyAndResources | EmissionFactor | Unit | Unit of emission factor in terms of kgCO2e per unit of resource consumption | string |  |  | 1 | 50 | kgCO2e/kWh ¦ kgCO2e/kg ¦ kgCO2e/cubm |  |  |  | FALSE | FALSE |  |  |  | kgCO2e/kg
EnergyAndResources | EmissionFactor | Source | Source of emission factor e.g. 'International Energy Agency' | string |  |  | 1 | 200 |  |  |  |  | FALSE | FALSE |  |  |  | International Energy Agency
EnergyAndResources | EmissionFactor | SpaceType | Differentiated emission factor for certain space type (within a building) | string |  |  | 1 | 50 | Shared services/Common spaces ¦ Tenant space ¦ Landlord space ¦ Whole building ¦ Unspecified ¦ Shared services ¦ Common spaces ¦ Outdoor ¦ Exterior area ¦ Parking |  |  |  | FALSE | FALSE |  |  |  | Landlord space
EnergyAndResources | EmissionFactor | Region | Areas that are broadly divided by physical characteristics, human impact characteristics, and the interaction of humanity and the environment | string |  |  | 1 | 75 |  |  |  |  | FALSE | FALSE |  |  |  | Bavaria
EnergyAndResources | EmissionFactor | City | Any official settlement including cities, towns, villages, hamlets, localities, etc. | string |  |  | 1 | 100 |  |  |  |  | FALSE | FALSE |  |  |  | Berlin
EnergyAndResources | EmissionFactorBuilding | EmissionFactorId | Unique identifier either coming from previous system otherwise it needs to be define | string |  |  | 36 | 36 |  |  |  |  | TRUE | TRUE | Foreign Key | fk EmissionFactorBuilding.EmissionFactorId to EmissionFactor.EmissionFactorId | 0..1 | eb40c43b-8950-47b5-902f-0adac685f19e
EnergyAndResources | EmissionFactorBuilding | BuildingId | Unique identifier either coming from previous system otherwise it needs to be defined | string |  |  | 1 | 50 |  |  |  |  | TRUE | TRUE | Foreign Key | fk EmissionFactorBuilding.BuildingId to Building.BuildingId | 0..n | SE-CH-2341
EnergyAndResources | EmissionFactorOperationalMeasurement | EmissionFactorId | Unique identifier either coming from previous system otherwise it needs to be define | string |  |  | 36 | 36 |  |  |  |  | TRUE | TRUE | Foreign Key | fk EmissionFactorOperationalMeasurement.EmissionFactorId to EmissionFactor.EmissionFactorId | 0..n | eb40c43b-8950-47b5-902f-0adac685f19e
EnergyAndResources | EmissionFactorOperationalMeasurement | OperationalMeasurementId | Unique identifier either coming from previous system otherwise it needs to be define | string |  |  | 36 | 36 |  |  |  |  | TRUE | TRUE | Foreign Key | fk EmissionFactorOperationalMeasurement.OperationalMeasurementId to OperationalMeasurement.OperationalMeasurementId | 0..n | 271ef573-3521-474a-a3de-08c32b8156d6
EnergyAndResources | EmissionFactorSite | EmissionFactorId | Unique identifier either coming from previous system otherwise it needs to be define | string |  |  | 36 | 36 |  |  |  |  | TRUE | TRUE | Foreign Key | fk EmissionFactorSite.EmissionFactorId to EmissionFactor.EmissionFactorId | 0..1 | eb40c43b-8950-47b5-902f-0adac685f19e
EnergyAndResources | EmissionFactorSite | SiteId | Unique identifier either coming from previous system otherwise it needs to be defined | string |  |  | 1 | 50 |  |  |  |  | TRUE | TRUE | Foreign Key | fk EmissionFactorSite.SiteId to Site.SiteId | 0..n | AE-DE-02
EnergyAndResources | GhgEmission | GhgEmissionId | Unique identifier either coming from previous system otherwise it needs to be define | string |  |  | 36 | 36 |  |  |  |  | TRUE | TRUE |  |  |  | ba4900a3-8c7c-4966-9cd3-a5889f309c40
EnergyAndResources | GhgEmission | OperationalMeasurementId | Unique identifier either coming from previous system otherwise it needs to be define | string |  |  | 36 | 36 |  |  |  |  | FALSE | FALSE | Foreign Key | fk GhgEmission.OperationalMeasurementId to OperationalMeasurement.OperationalMeasurementId | 1..n | 271ef573-3521-474a-a3de-08c32b8156d6
EnergyAndResources | GhgEmission | ParentId | Parent (guid or id) of entity | string |  |  | 1 | 50 |  |  |  |  | FALSE | FALSE |  |  |  | ef3f9faf-48c5-4609-ae0a-43340d9369c4
EnergyAndResources | GhgEmission | Name | Name of individual emission value (user-provided) | string |  |  | 1 | 200 |  |  |  |  | FALSE | FALSE |  |  |  | Biom¸ll
EnergyAndResources | GhgEmission | EmissionScope | Emission scope 1, 2 or 3 according to the Greenhouse Gas Protocol | string |  |  | 1 | 50 |  |  |  |  | TRUE | FALSE |  |  |  | 2
EnergyAndResources | GhgEmission | ReportingType | Approach of reporting emissions e.g. from 'green electricity consumption': Market-based or location-based | string |  |  | 1 | 50 | Location-based ¦ Market-based |  |  |  | FALSE | FALSE |  |  |  | Market-based
EnergyAndResources | GhgEmission | Type | General source of emission e.g. energy, water or waste | string |  |  | 1 | 50 | Energy ¦ Fugitive ¦ Waste ¦ Water discharge ¦ Water supply |  |  |  | TRUE | FALSE |  |  |  | Waste
EnergyAndResources | GhgEmission | SubType | Specific type of ghg emission generation e.g. district heating or water discharge | string |  |  | 1 | 100 | Electricity from grid (green electricity contract) ¦ Electricity self-generated & exported ¦ Electricity self-generated & consumed ¦ Electricity (unspecified) ¦ REC ¦ Natural gas (standard mix) ¦ Green natural gas ¦ Natural gas (unspecified) ¦ Oil-based fuels ¦ Fuel (unspecified) ¦ District heating ¦ District cooling ¦ Biomass ¦ Solar thermal ¦ Fresh water (municipal water supply) ¦ Ground water (collected on site) ¦ Rain water (collected on site) ¦ Reclaimed water ¦ Water discharge ¦ Water consumption (unspecified) ¦ Recycling: non-hazardous ¦ Incineration: non-hazardous ¦ Waste to energy: non-hazardous ¦ Other/Unknown: hazardous ¦ Other/Unknown: non-hazardous ¦ Electricity from grid (normal contract) ¦ Carbon dioxide (CO2) ¦ Methane (CH4) ¦ Nitrous oxide (N2O) ¦ R-11 ¦ CFC-11 ¦ Trichlorofluoromethane (CCI3F) ¦ R-12 ¦ CFC-12 ¦ Dichlorofluoromethane (CCI2F2) ¦ R-13 ¦ CFC-13 ¦ Chlorodifluoromethane (CCIF3) ¦ R-113 ¦ CFC-113 ¦ 1,1,2-Trichloro-1,2,2-trifluoroethane (C2CI3F3) ¦ R-114 ¦ CFC-114 ¦ Halon-242 ¦ 1,2-Dichlorotetrafluoroethane (C2Cl2F4) ¦ R-115 ¦ CFC-115 ¦ Chloropentafluoroethane (C2ClF5) ¦ R13 B1 ¦ Halon-1301 ¦ Bromotrifluoromethane (CBrF3) ¦ R-12B1 ¦ Halon-1211 ¦ Bromochlorodifluoromethane (CBrCIF2) ¦ R 114B2 ¦ Halon-2402 ¦ 1,2-Dibromotetrafluoroethane (C2Br2F4) ¦ R-10 ¦ Carbon tetrachloride (CCl4) ¦ Bromomethane ¦ Methyl bromide (CH3Br) ¦ R-140a ¦ 1,1,1- Trichloroethane ¦ Methyl chloroform (C2H3Cl3) ¦ R-21 ¦ HCFC-21 ¦ Dichlorofluoromethane (CHCl2F) ¦ R-22 ¦ HCFC-22 ¦ Chlorodifluoromethane (CHClF2) ¦ R-123 ¦ HCFC-123 ¦ 2,2-Dichloro-1,1,1-trifluoroethane (C2Cl2F3) ¦ R-124 ¦ HCFC-124¦ 1-Chloro-1,2,2,2-tetrafluoroethane (C2ClF4) ¦ R-141b ¦ HCFC-141b ¦1,1,-Dichloro-1-1-fluoroethane (C2H3Cl2F) ¦ R-142b ¦ HCFC-142b ¦ 1-Chloro-1,1,-difluoroethane (C2ClF2) ¦ R-225ca ¦ HCFC-225ca ¦ 3.3-dichloro-1,1,1,2,2-pentafluoropropane (C3HCl2F5) ¦ R-225cb ¦ HCFC-225cb ¦ 1,3-Dichloro-1,1,2,2,3-pentafluoropropane (C3HCl2F5) ¦ R-23 ¦ HFC-23 ¦ ¦ R-32 ¦ HFC-32 ¦ ¦ R-41 ¦ HFC-41 ¦ ¦ R-125 ¦ HFC-125 ¦ ¦ R-134 ¦ HFC-134 ¦ ¦ R-134a ¦ HFC-134a ¦ ¦ R-143 ¦ HFC-143 ¦ ¦ R-143a ¦ HFC-143a ¦ ¦ R-152 ¦ HFC-152 ¦ ¦ R-152a ¦ HFC-152a ¦ ¦ R-161 ¦ HFC-161 ¦ ¦ R-227ea ¦ HFC-227ea ¦ ¦ R-236cb ¦ HFC-236cb ¦ ¦ R-236ea ¦ HFC-236ea ¦ ¦ R-236fa ¦ HFC-236fa ¦ ¦ R-245ca ¦ HFC-245ca ¦ ¦ R-245fa ¦ HFC-245fa ¦ ¦ R-365mfc ¦ HFC-365mfc ¦ ¦ R-43-10mee ¦ HFC-43-10mee ¦ ¦ Sulfur hexafluoride (SF6) ¦ Nitrogen trifluoride (NF3) ¦ Water supply ¦ Landfill: non-hazardous ¦ Reuse: non-hazardous ¦ Waste to energy: hazardous ¦ Incineration: hazardous ¦ Landfill: hazardous ¦ Recycling: hazardous ¦ Reuse: hazardous |  |  |  | TRUE | FALSE |  |  |  | Solar thermal
EnergyAndResources | GhgEmission | LifeCycleAssessment | Related life cycle assessment stage according to ISO 14040 | string |  |  | 1 | 50 | A1 ¦ A2 ¦ A3 ¦ A4 ¦ A5 ¦ B1 ¦ B2 ¦ B3 ¦ B4 ¦ B5 ¦ B6 ¦ B7 ¦ C1 ¦ C2 ¦ C3 ¦ C4 ¦ D |  |  |  | FALSE | FALSE |  |  |  | B4
EnergyAndResources | GhgEmission | ValidFrom | Date validity starts in yyyy-mm-ddThh:mm:ssZ form (conform to ISO 8061) | date-time | [8 empty] | TRUE | FALSE
EnergyAndResources | GhgEmission | ValidUntil | Date validity ends in yyyy-mm-ddThh:mm:ssZ form (conform to ISO 8061) | date-time | [8 empty] | TRUE | FALSE
EnergyAndResources | GhgEmission | Value | Value of individual emission | number | 19 | 6 |  |  |  | -1e+17 | 1E+17 |  | FALSE | FALSE |  |  |  | 354678233.32
EnergyAndResources | GhgEmission | Unit | Unit of emission value: kgCO2e | string |  |  | 1 | 50 | kgCO2e |  |  |  | FALSE | FALSE |  |  |  | kgCO2e
EnergyAndResources | GhgEmission | Accuracy | Information on accuracy of value e.g. 'metered' or 'extrapolated' | string |  |  | 1 | 75 | Calculated based on estimated data ¦ Calculated based on metered data ¦ Calculated based on extrapolated data ¦ Calculated based on planed data ¦ Calculated based on simulated data ¦ Calculated based on projected estimated data ¦ Calculated based on projected metered data ¦ Calculated based on projected extrapolated data ¦ Calculated based on projected planned data ¦ Calculated based on projected simulated data ¦ Estimated ¦ Metered ¦ Extrapolated ¦ Planned ¦ Unspecified ¦ Simulated ¦ Projection based on estimated data ¦ Projection based on metered data ¦ Projection based on extrapolated data ¦ Projection based on planned data ¦ Projection based on data with unspecified accuracy ¦ Projection based on simulated data ¦ Missing ¦ Calculated based on data with unspecified accuracy ¦ Calculated based on projected data with unspecified accuracy ¦ Retrofit scenario |  |  |  | TRUE | FALSE |  |  |  | Missing
EnergyAndResources | GhgEmissionBuilding | GhgEmissionId | Unique identifier either coming from previous system otherwise it needs to be define | string |  |  | 36 | 36 |  |  |  |  | TRUE | TRUE | Foreign Key | fk GhgEmissionBuilding.GhgEmissionId to GhgEmission.GhgEmissionId | 0..1 | ba4900a3-8c7c-4966-9cd3-a5889f309c40
EnergyAndResources | GhgEmissionBuilding | BuildingId | Unique identifier either coming from previous system otherwise it needs to be defined | string |  |  | 1 | 50 |  |  |  |  | TRUE | TRUE | Foreign Key | fk GhgEmissionBuilding.BuildingId to Building.BuildingId | 0..n | SE-CH-2341
EnergyAndResources | GhgEmissionEmissionFactor | GhgEmissionId | Unique identifier either coming from previous system otherwise it needs to be define | string |  |  | 36 | 36 |  |  |  |  | TRUE | TRUE | Foreign Key | fk GhgEmissionEmissionFactor.GhgEmissionId to GhgEmission.GhgEmissionId | 0..n | ba4900a3-8c7c-4966-9cd3-a5889f309c40
EnergyAndResources | GhgEmissionEmissionFactor | EmissionFactorId | Unique identifier either coming from previous system otherwise it needs to be define | string |  |  | 36 | 36 |  |  |  |  | TRUE | TRUE | Foreign Key | fk GhgEmissionEmissionFactor.EmissionFactorId to EmissionFactor.EmissionFactorId | 0..n | eb40c43b-8950-47b5-902f-0adac685f19e
EnergyAndResources | GhgEmissionSite | GhgEmissionId | Unique identifier either coming from previous system otherwise it needs to be define | string |  |  | 36 | 36 |  |  |  |  | TRUE | TRUE | Foreign Key | fk GhgEmissionSite.GhgEmissionId to GhgEmission.GhgEmissionId | 0..1 | ba4900a3-8c7c-4966-9cd3-a5889f309c40
EnergyAndResources | GhgEmissionSite | SiteId | Unique identifier either coming from previous system otherwise it needs to be defined | string |  |  | 1 | 50 |  |  |  |  | TRUE | TRUE | Foreign Key | fk GhgEmissionSite.SiteId to Site.SiteId | 0..n | AE-DE-02
EnergyAndResources | OperationalMeasurement | OperationalMeasurementId | Unique identifier either coming from previous system otherwise it needs to be define | string |  |  | 36 | 36 |  |  |  |  | TRUE | TRUE |  |  |  | 271ef573-3521-474a-a3de-08c32b8156d6
EnergyAndResources | OperationalMeasurement | ParentId | Parent (guid or id) of entity | string |  |  | 1 | 50 |  |  |  |  | FALSE | FALSE |  |  |  | c7175705-411f-4548-90d4-f58740fc2d30
EnergyAndResources | OperationalMeasurement | Purpose | Specific purpose of resource consumption e.g. 'space heating' in case of burning natural gas | string |  |  | 1 | 50 | Space heating ¦ Water heating ¦ Heating (unspecified) ¦ Cooling ¦ Lighting ¦ Elevator ¦ Appliances ¦ Other ¦ Unspecified ¦ Heat pump |  |  |  | TRUE | FALSE |  |  |  | Space heating
EnergyAndResources | OperationalMeasurement | Accuracy | Information on accuracy of value e.g. 'metered' or 'extrapolated' | string |  |  | 1 | 75 | Estimated ¦ Metered ¦ Extrapolated ¦ Planned ¦ Simulated ¦ Unspecified ¦ Projection based on estimated data ¦ Projection based on metered data ¦ Projection based on extrapolated data ¦ Projection based on planned data ¦ Projection based on simulated data ¦ Projection based on data with unspecified accuracy ¦ Missing |  |  |  | TRUE | FALSE |  |  |  | Extrapolated
EnergyAndResources | OperationalMeasurement | Type | General type of operational measurement e.g. energy, water or waste | string |  |  | 1 | 50 | Energy ¦ Water ¦ Waste ¦ Fugitive |  |  |  | TRUE | FALSE |  |  |  | Waste
EnergyAndResources | OperationalMeasurement | SubType | Specific type of operational measurement e.g. district heating or water discharge | string |  |  | 1 | 100 | Electricity from grid (green electricity contract) ¦ Electricity self-generated & exported ¦ Electricity self-generated & consumed ¦ Electricity (unspecified) ¦ REC ¦ Natural gas (standard mix) ¦ Green natural gas ¦ Natural gas (unspecified) ¦ Oil-based fuels ¦ Fuel (unspecified) ¦ District heating ¦ District cooling ¦ Biomass ¦ Solar thermal ¦ Fresh water (municipal water supply) ¦ Ground water (collected on site) ¦ Rain water (collected on site) ¦ Reclaimed water ¦ Water discharge ¦ Water consumption (unspecified) ¦ Recycling: non-hazardous ¦ Incineration: non-hazardous ¦ Waste to energy: non-hazardous ¦ Other/Unknown: hazardous ¦ Other/Unknown: non-hazardous ¦ Electricity from grid (normal contract) ¦ Carbon dioxide (CO2) ¦ Methane (CH4) ¦ Nitrous oxide (N2O) ¦ R-11 ¦ CFC-11 ¦ Trichlorofluoromethane (CCI3F) ¦ R-12 ¦ CFC-12 ¦ Dichlorofluoromethane (CCI2F2) ¦ R-13 ¦ CFC-13 ¦ Chlorodifluoromethane (CCIF3) ¦ R-113 ¦ CFC-113 ¦ 1,1,2-Trichloro-1,2,2-trifluoroethane (C2CI3F3) ¦ R-114 ¦ CFC-114 ¦ Halon-242 ¦ 1,2-Dichlorotetrafluoroethane (C2Cl2F4) ¦ R-115 ¦ CFC-115 ¦ Chloropentafluoroethane (C2ClF5) ¦ R13 B1 ¦ Halon-1301 ¦ Bromotrifluoromethane (CBrF3) ¦ R-12B1 ¦ Halon-1211 ¦ Bromochlorodifluoromethane (CBrCIF2) ¦ R 114B2 ¦ Halon-2402 ¦ 1,2-Dibromotetrafluoroethane (C2Br2F4) ¦ R-10 ¦ Carbon tetrachloride (CCl4) ¦ Bromomethane ¦ Methyl bromide (CH3Br) ¦ R-140a ¦ 1,1,1- Trichloroethane ¦ Methyl chloroform (C2H3Cl3) ¦ R-21 ¦ HCFC-21 ¦ Dichlorofluoromethane (CHCl2F) ¦ R-22 ¦ HCFC-22 ¦ Chlorodifluoromethane (CHClF2) ¦ R-123 ¦ HCFC-123 ¦ 2,2-Dichloro-1,1,1-trifluoroethane (C2Cl2F3) ¦ R-124 ¦ HCFC-124¦ 1-Chloro-1,2,2,2-tetrafluoroethane (C2ClF4) ¦ R-141b ¦ HCFC-141b ¦1,1,-Dichloro-1-1-fluoroethane (C2H3Cl2F) ¦ R-142b ¦ HCFC-142b ¦ 1-Chloro-1,1,-difluoroethane (C2ClF2) ¦ R-225ca ¦ HCFC-225ca ¦ 3.3-dichloro-1,1,1,2,2-pentafluoropropane (C3HCl2F5) ¦ R-225cb ¦ HCFC-225cb ¦ 1,3-Dichloro-1,1,2,2,3-pentafluoropropane (C3HCl2F5) ¦ R-23 ¦ HFC-23 ¦ ¦ R-32 ¦ HFC-32 ¦ ¦ R-41 ¦ HFC-41 ¦ ¦ R-125 ¦ HFC-125 ¦ ¦ R-134 ¦ HFC-134 ¦ ¦ R-134a ¦ HFC-134a ¦ ¦ R-143 ¦ HFC-143 ¦ ¦ R-143a ¦ HFC-143a ¦ ¦ R-152 ¦ HFC-152 ¦ ¦ R-152a ¦ HFC-152a ¦ ¦ R-161 ¦ HFC-161 ¦ ¦ R-227ea ¦ HFC-227ea ¦ ¦ R-236cb ¦ HFC-236cb ¦ ¦ R-236ea ¦ HFC-236ea ¦ ¦ R-236fa ¦ HFC-236fa ¦ ¦ R-245ca ¦ HFC-245ca ¦ ¦ R-245fa ¦ HFC-245fa ¦ ¦ R-365mfc ¦ HFC-365mfc ¦ ¦ R-43-10mee ¦ HFC-43-10mee ¦ ¦ Sulfur hexafluoride (SF6) ¦ Nitrogen trifluoride (NF3) ¦ Water supply ¦ Landfill: non-hazardous ¦ Reuse: non-hazardous ¦ Waste to energy: hazardous ¦ Incineration: hazardous ¦ Landfill: hazardous ¦ Recycling: hazardous ¦ Reuse: hazardous |  |  |  | TRUE | FALSE |  |  |  | Solar thermal
EnergyAndResources | OperationalMeasurement | Name | Name of individual operational measurement. (user-provided) | string |  |  | 1 | 200 |  |  |  |  | FALSE | FALSE
EnergyAndResources | OperationalMeasurement | Value | Value of individual operational measurement | number | 19 | 6 |  |  |  | -1e+17 | 1E+17 |  | FALSE | FALSE |  |  |  | 12343476
EnergyAndResources | OperationalMeasurement | Unit | Unit of operational measurement e.g. 'kWh' or 'cubm' | string |  |  | 1 | 50 | kWh ¦ cubm ¦ kg |  |  |  | FALSE | FALSE
EnergyAndResources | OperationalMeasurement | ProcuredBy | Information on operational control ('who bought it?') of resource consumption according to Greenhouse Gas Protocol | string |  |  | 1 | 50 | Procured by third party ¦ Self-procured ¦ Unspecified |  |  |  | FALSE | FALSE |  |  |  | Self-procured
EnergyAndResources | OperationalMeasurement | SpaceType | Reference to specific space type (or 'whole building') | string |  |  | 1 | 50 | Shared services/Common spaces ¦ Tenant space ¦ Landlord space ¦ Whole building ¦ Unspecified ¦ Shared services ¦ Common spaces ¦ Outdoor ¦ Exterior area ¦ Parking |  |  |  | TRUE | FALSE |  |  |  | Landlord space
EnergyAndResources | OperationalMeasurement | LifeCycleAssessment | Related life cycle assessment stage according to ISO 14040 | string |  |  | 1 | 50 | A1 ¦ A2 ¦ A3 ¦ A4 ¦ A5 ¦ B1 ¦ B2 ¦ B3 ¦ B4 ¦ B5 ¦ B6 ¦ B7 ¦ C1 ¦ C2 ¦ C3 ¦ C4 ¦ D |  |  |  | FALSE | FALSE |  |  |  | B4
EnergyAndResources | OperationalMeasurement | PostingDate | Date of measurement posting in yyyy-mm-ddThh:mm:ssZ form (conform to ISO 8061) | date-time | [8 empty] | FALSE | FALSE
EnergyAndResources | OperationalMeasurement | MeasurementDate | Date of measurement was taken in yyyy-mm-ddThh:mm:ssZ form (conform to ISO 8061) | date-time | [8 empty] | FALSE | FALSE
EnergyAndResources | OperationalMeasurement | ValidFrom | Date validity starts in yyyy-mm-ddThh:mm:ssZ form (conform to ISO 8061) | date-time | [8 empty] | TRUE | FALSE
EnergyAndResources | OperationalMeasurement | ValidUntil | Date validity ends in yyyy-mm-ddThh:mm:ssZ form (conform to ISO 8061) | date-time | [8 empty] | TRUE | FALSE
EnergyAndResources | OperationalMeasurement | SensorId | Unique identifier either coming from previous system otherwise it needs to be define | string |  |  | 1 | 50 |  |  |  |  | FALSE | FALSE |  |  |  | IHSG-73619283
EnergyAndResources | OperationalMeasurementBuilding | OperationalMeasurementId | Unique identifier either coming from previous system otherwise it needs to be define | string |  |  | 36 | 36 |  |  |  |  | TRUE | TRUE | Foreign Key | fk OperationalMeasurementBuilding.OperationalMeasurementId to OperationalMeasurement.OperationalMeasurementId | 0..1 | 271ef573-3521-474a-a3de-08c32b8156d6
EnergyAndResources | OperationalMeasurementBuilding | BuildingId | Unique identifier either coming from previous system otherwise it needs to be defined | string |  |  | 1 | 50 |  |  |  |  | TRUE | TRUE | Foreign Key | fk OperationalMeasurementBuilding.BuildingId to Building.BuildingId | 0..n | SE-CH-2341
EnergyAndResources | OperationalMeasurementFloor | OperationalMeasurementId | Unique identifier either coming from previous system otherwise it needs to be define | string |  |  | 36 | 36 |  |  |  |  | TRUE | TRUE | Foreign Key | fk OperationalMeasurementFloor.OperationalMeasurementId to OperationalMeasurement.OperationalMeasurementId | 0..1 | 271ef573-3521-474a-a3de-08c32b8156d6
EnergyAndResources | OperationalMeasurementFloor | FloorId | Unique identifier either coming from previous system otherwise it needs to be defined | string |  |  | 1 | 50 |  |  |  |  | TRUE | TRUE | Foreign Key | fk OperationalMeasurementFloor.FloorId to Floor.FloorId | 0..n | SE-CH-F-01
EnergyAndResources | OperationalMeasurementLand | OperationalMeasurementId | Unique identifier either coming from previous system otherwise it needs to be define | string |  |  | 36 | 36 |  |  |  |  | TRUE | TRUE | Foreign Key | fk OperationalMeasurementLand.OperationalMeasurementId to OperationalMeasurement.OperationalMeasurementId | 0..1 | 271ef573-3521-474a-a3de-08c32b8156d6
EnergyAndResources | OperationalMeasurementLand | LandId | Unique identifier either coming from previous system otherwise it needs to be defined | string |  |  | 1 | 50 |  |  |  |  | TRUE | TRUE | Foreign Key | fk OperationalMeasurementLand.LandId to Land.LandId | 0..n | RE-AT-05
EnergyAndResources | OperationalMeasurementRentalUnit | OperationalMeasurementId | Unique identifier either coming from previous system otherwise it needs to be define | string |  |  | 36 | 36 |  |  |  |  | TRUE | TRUE | Foreign Key | fk OperationalMeasurementRentalUnit.OperationalMeasurementId to OperationalMeasurement.OperationalMeasurementId | 0..1 | 271ef573-3521-474a-a3de-08c32b8156d6
EnergyAndResources | OperationalMeasurementRentalUnit | RentalUnitId | Unique identifier either coming from previous system otherwise it needs to be defined | string |  |  | 1 | 50 |  |  |  |  | TRUE | TRUE | Foreign Key | fk OperationalMeasurementRentalUnit.RentalUnitId to RentalUnit.RentalUnitId | 0..n | B-RU-10293
EnergyAndResources | OperationalMeasurementSite | OperationalMeasurementId | Unique identifier either coming from previous system otherwise it needs to be define | string |  |  | 36 | 36 |  |  |  |  | TRUE | TRUE | Foreign Key | fk OperationalMeasurementSite.OperationalMeasurementId to OperationalMeasurement.OperationalMeasurementId | 0..1 | 271ef573-3521-474a-a3de-08c32b8156d6
EnergyAndResources | OperationalMeasurementSite | SiteId | Unique identifier either coming from previous system otherwise it needs to be defined | string |  |  | 1 | 50 |  |  |  |  | TRUE | TRUE | Foreign Key | fk OperationalMeasurementSite.SiteId to Site.SiteId | 0..n | AE-DE-02
EnergyAndResources | OperationalMeasurementSpace | OperationalMeasurementId | Unique identifier either coming from previous system otherwise it needs to be define | string |  |  | 36 | 36 |  |  |  |  | TRUE | TRUE | Foreign Key | fk OperationalMeasurementSpace.OperationalMeasurementId to OperationalMeasurement.OperationalMeasurementId | 0..1 | 271ef573-3521-474a-a3de-08c32b8156d6
EnergyAndResources | OperationalMeasurementSpace | SpaceId | Unique identifier either coming from previous system otherwise it needs to be defined | string |  |  | 1 | 50 |  |  |  |  | TRUE | TRUE | Foreign Key | fk OperationalMeasurementSpace.SpaceId to Space.SpaceId | 0..n | SE-CH-F-01-21
EnergyAndResources | OperationalMeasurementUnit | OperationalMeasurementId | Unique identifier either coming from previous system otherwise it needs to be define | string |  |  | 36 | 36 |  |  |  |  | TRUE | TRUE | Foreign Key | fk OperationalMeasurementUnit.OperationalMeasurementId to OperationalMeasurement.OperationalMeasurementId | 0..1 | 271ef573-3521-474a-a3de-08c32b8156d6
EnergyAndResources | OperationalMeasurementUnit | UnitId | Unique identifier either coming from previous system otherwise it needs to be defined | string |  |  | 1 | 50 |  |  |  |  | TRUE | TRUE | Foreign Key | fk OperationalMeasurementUnit.UnitId to Unit.UnitId | 0..n | UN-SE-CH-2341-02
EnergyAndResources | SustainabilityIndicator | SustainabilityIndicatorId | Unique identifier either coming from previous system otherwise it needs to be define | string |  |  | 36 | 36 |  |  |  |  | TRUE | TRUE |  |  |  | 8462d997-6fd2-439e-88d0-d3b2e19517c8
EnergyAndResources | SustainabilityIndicator | BuildingId | Identifier of building | string |  |  | 1 | 50 |  |  |  |  | TRUE | FALSE | Foreign Key | fk SustainabilityIndicator.BuildingId to Building.BuildingId | 0..n | SE-CH-2341
EnergyAndResources | SustainabilityIndicator | Category | Overall category of sustainability indicator e.g. energy, greenhouse gas emissions or costs | string |  |  | 1 | 50 | Costs ¦ Energy ¦ Ghg ¦ Area |  |  |  | TRUE | FALSE |  |  |  | Energy
EnergyAndResources | SustainabilityIndicator | Type | Type of sustainability indicator e.g. absolute or intensity figures or stranding | string |  |  | 1 | 50 | Absolute ¦ Intensity ¦ Excess emissions ¦ Stranding ¦ Target ¦ Budget ¦ Direct emissions ¦ Indirect emissions |  |  |  | FALSE | FALSE |  |  |  | Excess emissions
EnergyAndResources | SustainabilityIndicator | SubType | Subtype of sustainability indicator e.g. net-energy or emission scope | string |  |  | 1 | 50 |  |  |  |  | FALSE | FALSE |  |  |  | CRREM 2°C
EnergyAndResources | SustainabilityIndicator | Source | Operational source of energy or emission figures e.g. electricity or water | string |  |  | 1 | 50 | Energy ¦ All ¦ Fuels ¦ Electricity ¦ District heating ¦ District cooling ¦ Fugitive ¦ Water supply ¦ Water discharge ¦ Water ¦ Waste ¦ District heating & fuel ¦ F-gases |  |  |  | FALSE | FALSE |  |  |  | Electricity
EnergyAndResources | SustainabilityIndicator | ReferenceArea | Reference area of building used as denominator in intensity calculation | string |  |  | 1 | 50 | Net rentable area ¦ Gross internal area |  |  |  | FALSE | FALSE |  |  |  | Gross internal area
EnergyAndResources | SustainabilityIndicator | ReportingType | Approach of reporting emissions e.g. from 'green electricity consumption': Market-based or location-based | string |  |  | 1 | 50 | Location-based ¦ Market-based |  |  |  | FALSE | FALSE |  |  |  | Market-based
EnergyAndResources | SustainabilityIndicator | BaseYear | Base year of values projected into the future in yyyy-mm-ddThh:mm:ssZ form (conform to ISO 8061). In case no exact date is used please use xxxx-01-01 00:00:00. | date-time | [8 empty] | FALSE | FALSE
EnergyAndResources | SustainabilityIndicator | Value | Value of sustainability indicator | number | 19 | 6 |  |  |  | -1e+17 | 1E+17 |  | FALSE | FALSE |  |  |  | 546372812.24
EnergyAndResources | SustainabilityIndicator | Unit | Unit of sustainability indicator value | string |  |  | 1 | 50 | kgCO2e ¦ kgCO2e/sqm ¦ kWh ¦ kWh/sqm ¦ EUR ¦ sqm |  |  |  | FALSE | FALSE |  |  |  | kWh/sqm
EnergyAndResources | SustainabilityIndicator | ValidFrom | Date validity starts in yyyy-mm-ddThh:mm:ssZ form (conform to ISO 8061) | date-time | [8 empty] | TRUE | FALSE
EnergyAndResources | SustainabilityIndicator | ValidUntil | Date validity ends in yyyy-mm-ddThh:mm:ssZ form (conform to ISO 8061) | date-time | [8 empty] | TRUE | FALSE
Financials | Account | AccountId | Unique identifier either coming from previous system otherwise it needs to be defined | string |  |  | 1 | 50 |  |  |  |  | TRUE | TRUE |  |  |  | 1100132415
Financials | Account | Name | Account name | string |  |  | 1 | 200 |  |  |  |  | TRUE | FALSE |  |  |  | Maintenance Expenditures
Financials | Account | IbpdiProject | Account type (project aligned with RICS naming convention) | string |  |  | 1 | 50 | Assets ¦ Liabilities ¦ Equity ¦ Revenue ¦ Expenses ¦ Other (Non-Operating) Income and expenses |  |  |  | TRUE | FALSE |  |  |  | Assets
Financials | Account | IbpdiCategory | Account category according to IBPDI charts of accounts (category aligned with RICS naming convention) | string |  |  | 1 | 75 |  |  |  |  | TRUE | FALSE |  |  |  | Costs
Financials | Account | IbpdiGroup | Account group according IBPDI charts of accounts (group aligned with RICS naming convention) | string |  |  | 1 | 75 |  |  |  |  | TRUE | FALSE |  |  |  | Equipment
Financials | Account | ValidFrom | Validity of Account in yyyy-mm-ddThh:mm:ssZ form (conform to ISO 8061) | date-time | [8 empty] | TRUE | FALSE
Financials | Account | ValidUntil | Validity of Account in yyyy-mm-ddThh:mm:ssZ form (conform to ISO 8061) | date-time | [8 empty] | TRUE | FALSE
Financials | Account | StatementType | Statement type (Balance statement or P&L account) | string |  |  | 1 | 50 | BalanceStatement ¦ P&L |  |  |  | TRUE | FALSE |  |  |  | P&L
Financials | Account | RecordType | Record type (Debit or Credit) | string |  |  | 1 | 50 | Debit ¦ Credit |  |  |  | TRUE | FALSE |  |  |  | Debit
Financials | Account | Version | Account version | string |  |  | 1 | 50 |  |  |  |  | TRUE | FALSE |  |  |  | 2024-01-01
Financials | CostCenter | CostCenterId | Unique identifier either coming from previous system otherwise it needs to be defined | string |  |  | 1 | 50 |  |  |  |  | TRUE | TRUE |  |  |  | 189000006
Financials | CostCenter | OrganisationId | Unique identifier either coming from previous system otherwise it needs to be defined | string |  |  | 1 | 50 |  |  |  |  | FALSE | FALSE | Foreign Key | fk CostCenter.OrganisationId to Organisation.OrganisationId | 1 | BM2016271
Financials | CostCenter | Name | Name of cost center | string |  |  | 1 | 200 |  |  |  |  | TRUE | FALSE |  |  |  | Service Cost Center
Financials | CostCenter | Type | Type of cost center | string |  |  | 1 | 50 |  |  |  |  | FALSE | FALSE |  |  |  | Service
Financials | CostCenterBuilding | CostCenterId | Unique identifier either coming from previous system otherwise it needs to be defined | string |  |  | 1 | 50 |  |  |  |  | TRUE | TRUE | Foreign Key | fk CostCenterBuilding.CostCenterId to CostCenter.CostCenterId | 0..n | 189000006
Financials | CostCenterBuilding | BuildingId | Unique identifier either coming from previous system otherwise it needs to be defined | string |  |  | 1 | 50 |  |  |  |  | TRUE | TRUE | Foreign Key | fk CostCenterBuilding.BuildingId to Building.BuildingId | 0..n | SE-CH-2341
Financials | CostCenterLand | CostCenterId | Unique identifier either coming from previous system otherwise it needs to be defined | string |  |  | 1 | 50 |  |  |  |  | TRUE | TRUE | Foreign Key | fk CostCenterLand.CostCenterId to CostCenter.CostCenterId | 0..n | 189000006
Financials | CostCenterLand | LandId | Unique identifier either coming from previous system otherwise it needs to be defined | string |  |  | 1 | 50 |  |  |  |  | TRUE | TRUE | Foreign Key | fk CostCenterLand.LandId to Land.LandId | 0..n | RE-AT-05
Financials | CostCenterPortfolio | CostCenterId | Unique identifier either coming from previous system otherwise it needs to be defined | string |  |  | 1 | 50 |  |  |  |  | TRUE | TRUE | Foreign Key | fk CostCenterPortfolio.CostCenterId to CostCenter.CostCenterId | 0..n | 189000006
Financials | CostCenterPortfolio | PortfolioId | Unique identifier either coming from previous system otherwise it needs to be defined | string |  |  | 1 | 50 |  |  |  |  | TRUE | TRUE | Foreign Key | fk CostCenterPortfolio.PortfolioId to Portfolio.PortfolioId | 0..n | PF-03-01
Financials | CostCenterRentalUnit | CostCenterId | Unique identifier either coming from previous system otherwise it needs to be defined | string |  |  | 1 | 50 |  |  |  |  | TRUE | TRUE | Foreign Key | fk CostCenterRentalUnit.CostCenterId to CostCenter.CostCenterId | 0..n | 189000006
Financials | CostCenterRentalUnit | RentalUnitId | Unique identifier either coming from previous system otherwise it needs to be defined | string |  |  | 1 | 50 |  |  |  |  | TRUE | TRUE | Foreign Key | fk CostCenterRentalUnit.RentalUnitId to RentalUnit.RentalUnitId | 0..n | B-RU-10293
Financials | CostCenterSite | CostCenterId | Unique identifier either coming from previous system otherwise it needs to be defined | string |  |  | 1 | 50 |  |  |  |  | TRUE | TRUE | Foreign Key | fk CostCenterSite.CostCenterId to CostCenter.CostCenterId | 0..n | 189000006
Financials | CostCenterSite | SiteId | Unique identifier either coming from previous system otherwise it needs to be defined | string |  |  | 1 | 50 |  |  |  |  | TRUE | TRUE | Foreign Key | fk CostCenterSite.SiteId to Site.SiteId | 0..n | AE-DE-02
Financials | IndividualAccount | IndividualAccountId | Unique identifier either coming from previous system otherwise it needs to be defined | string |  |  | 1 | 50 |  |  |  |  | TRUE | TRUE |  |  |  | 1890627182
Financials | IndividualAccount | AccountId | Unique identifier either coming from previous system otherwise it needs to be defined | string |  |  | 1 | 50 |  |  |  |  | FALSE | FALSE | Foreign Key | fk IndividualAccount.AccountId to Account.AccountId | 0..n | 1100132415
Financials | IndividualAccount | OrganisationId | Unique identifier either coming from previous system otherwise it needs to be defined | string |  |  | 1 | 50 |  |  |  |  | FALSE | FALSE | Foreign Key | fk IndividualAccount.OrganisationId to Organisation.OrganisationId | 0..n | BM2016271
Financials | IndividualAccount | Name | Individual Account name | string |  |  | 1 | 200 |  |  |  |  | TRUE | FALSE |  |  |  | Maintenance Costs
Financials | IndividualAccount | Project | Individual Account project (project aligned with RICS naming convention) | string |  |  | 1 | 50 |  |  |  |  | TRUE | FALSE |  |  |  | Expenditures
Financials | IndividualAccount | Category | Individual Account category (category aligned with RICS naming convention) | string |  |  | 1 | 75 |  |  |  |  | TRUE | FALSE |  |  |  | Maintenance Costs
Financials | IndividualAccount | Group | Individual Account group (group aligned with RICS naming convention) | string |  |  | 1 | 75 |  |  |  |  | TRUE | FALSE |  |  |  | Equipment
Financials | IndividualAccount | ValidFrom | Validity of Individual Account in yyyy-mm-ddThh:mm:ssZ form (conform to ISO 8061) | date-time | [8 empty] | TRUE | FALSE
Financials | IndividualAccount | ValidUntil | Validity of Individual Account in yyyy-mm-ddThh:mm:ssZ form (conform to ISO 8061) | date-time | [8 empty] | TRUE | FALSE
Financials | IndividualAccount | StatementType | Statement type (Balance statement or P&L account) | string |  |  | 1 | 50 | BalanceStatement ¦ P&L |  |  |  | TRUE | FALSE |  |  |  | P&L
Financials | IndividualAccount | RecordType | Record type (Debit or Credit) | string |  |  | 1 | 50 | Debit ¦ Credit |  |  |  | TRUE | FALSE |  |  |  | Debit
Financials | IndividualAccount | GAAP | GAAP type used (if applicable) | string |  |  | 1 | 50 |  |  |  |  | FALSE | FALSE |  |  |  | IFRS
Financials | IndividualAccount | Version | Individual account version | string |  |  | 1 | 50 |  |  |  |  | TRUE | FALSE |  |  |  | 2024-01-01
Financials | IndividualAccountBuilding | IndividualAccountId | Unique identifier either coming from previous system otherwise it needs to be defined | string |  |  | 1 | 50 |  |  |  |  | TRUE | TRUE | Foreign Key | fk IndividualAccountBuilding.IndividualAccountId to IndividualAccount.IndividualAccountId | 0..n | 1890627182
Financials | IndividualAccountBuilding | BuildingId | Unique identifier either coming from previous system otherwise it needs to be defined | string |  |  | 1 | 50 |  |  |  |  | TRUE | TRUE | Foreign Key | fk IndividualAccountBuilding.BuildingId to Building.BuildingId | 0..n | SE-CH-2341
Financials | IndividualAccountPortfolio | IndividualAccountId | Unique identifier either coming from previous system otherwise it needs to be defined | string |  |  | 1 | 50 |  |  |  |  | TRUE | TRUE | Foreign Key | fk IndividualAccountPortfolio.IndividualAccountId to IndividualAccount.IndividualAccountId | 0..n | 1890627182
Financials | IndividualAccountPortfolio | PortfolioId | Unique identifier either coming from previous system otherwise it needs to be defined | string |  |  | 1 | 50 |  |  |  |  | TRUE | TRUE | Foreign Key | fk IndividualAccountPortfolio.PortfolioId to Portfolio.PortfolioId | 0..n | PF-03-01
Financials | IndividualAccountSite | IndividualAccountId | Unique identifier either coming from previous system otherwise it needs to be defined | string |  |  | 1 | 50 |  |  |  |  | TRUE | TRUE | Foreign Key | fk IndividualAccountSite.IndividualAccountId to IndividualAccount.IndividualAccountId | 0..n | 1890627182
Financials | IndividualAccountSite | SiteId | Unique identifier either coming from previous system otherwise it needs to be defined | string |  |  | 1 | 50 |  |  |  |  | TRUE | TRUE | Foreign Key | fk IndividualAccountSite.SiteId to Site.SiteId | 0..n | AE-DE-02
Financials | Transaction | TransactionId | Unique identifier either coming from previous system otherwise it needs to be defined | string |  |  | 1 | 50 |  |  |  |  | TRUE | TRUE |  |  |  | 887332968
Financials | Transaction | IndividualAccountId | Unique identifier either coming from previous system otherwise it needs to be defined | string |  |  | 1 | 50 |  |  |  |  | TRUE | FALSE | Foreign Key | fk Transaction.IndividualAccountId to IndividualAccount.IndividualAccountId | 1..n | 1890627182
Financials | Transaction | CostCenterId | Unique identifier either coming from previous system otherwise it needs to be defined | string |  |  | 1 | 50 |  |  |  |  | TRUE | FALSE | Foreign Key | fk Transaction.CostCenterId to CostCenter.CostCenterId | 1..n | 189000006
Financials | Transaction | Type | Type of transaction | string |  |  | 1 | 50 | Actual ¦ Budget ¦ Forecast |  |  |  | TRUE | FALSE |  |  |  | Actual
Financials | Transaction | BookingType | Booking type | string |  |  | 1 | 50 | debit ¦ credit |  |  |  | TRUE | FALSE |  |  |  | debit
Financials | Transaction | Value | Cost/Income value of specific transaction | number | 28 | 4 |  |  |  | -999999999 | 999999999 |  | TRUE | FALSE |  |  |  | 1325.21
Financials | Transaction | BookingCurrency | Currency of booking | string |  |  | 1 | 50 | AFN ¦ ALL ¦ DZD ¦ USD ¦ EUR ¦ AOA ¦ XCD ¦ ARS ¦ AMD ¦ AWG ¦ AUD ¦ AZN ¦ BSD ¦ BHD ¦ BDT ¦ BBD ¦ BYN ¦ BZD ¦ XOF ¦ BMD ¦ BTN ¦ INR ¦ BOB ¦ BOV ¦ BAM ¦ BWP ¦ NOK ¦ BRL ¦ BND ¦ BGN ¦ BIF ¦ CVE ¦ KHR ¦ XAF ¦ CAD ¦ KYD ¦ CLF ¦ CLP ¦ CNY ¦ COP ¦ COU ¦ KMF ¦ CDF ¦ NZD ¦ CRC ¦ HRK ¦ CUC ¦ CUP ¦ ANG ¦ CZK ¦ DKK ¦ DJF ¦ DOP ¦ EGP ¦ SVC ¦ ERN ¦ ETB ¦ FKP ¦ FJD ¦ XPF ¦ GMD ¦ GEL ¦ GHS ¦ GIP ¦ GTQ ¦ GBP ¦ GNF ¦ GYD ¦ HTG ¦ HNL ¦ HKD ¦ HUF ¦ ISK ¦ IDR ¦ XDR ¦ IRR ¦ IQD ¦ ILS ¦ JMD ¦ JPY ¦ JOD ¦ KZT ¦ KES ¦ KPW ¦ KRW ¦ KWD ¦ KGS ¦ LAK ¦ LBP ¦ LSL ¦ ZAR ¦ LRD ¦ LYD ¦ CHF ¦ MOP ¦ MGA ¦ MWK ¦ MYR ¦ MVR ¦ MRU ¦ MUR ¦ XUA ¦ MXN ¦ MXV ¦ MDL ¦ MNT ¦ MAD ¦ MZN ¦ MMK ¦ NAD ¦ NPR ¦ NIO ¦ NGN ¦ OMR ¦ PKR ¦ PAB ¦ PGK ¦ PYG ¦ PEN ¦ PHP ¦ PLN ¦ QAR ¦ MKD ¦ RON ¦ RUB ¦ RWF ¦ SHP ¦ WST ¦ STN ¦ SAR ¦ RSD ¦ SCR ¦ SLL ¦ SGD ¦ XSU ¦ SBD ¦ SOS ¦ SSP ¦ LKR ¦ SDG ¦ SRD ¦ SZL ¦ SEK ¦ CHE ¦ CHW ¦ SYP ¦ TWD ¦ TJS ¦ TZS ¦ THB ¦ TOP ¦ TTD ¦ TND ¦ TRY ¦ TMT ¦ UGX ¦ UAH ¦ AED ¦ USN ¦ UYI ¦ UYU ¦ UZS ¦ VUV ¦ VEF ¦ VED ¦ VND ¦ YER ¦ ZMW ¦ ZWL |  |  |  | TRUE | FALSE |  |  |  | EUR
Financials | Transaction | PostingDate | Date transaction is posted in yyyy-mm-ddThh:mm:ssZ form (conform to ISO 8061) | date-time | [8 empty] | TRUE | FALSE
Financials | Transaction | DocumentId | Unique identifier either coming from previous system otherwise it needs to be defined | string |  |  | 1 | 50 |  |  |  |  | FALSE | FALSE
PortfolioAndAssetManagement | Portfolio | PortfolioId | Unique identifier either coming from previous system otherwise it needs to be defined | string |  |  | 1 | 50 |  |  |  |  | TRUE | TRUE |  |  |  | PF-03-01
PortfolioAndAssetManagement | Portfolio | Name | Name of Portfolio | string |  |  | 1 | 200 |  |  |  |  | TRUE | FALSE |  |  |  | South Germany
PortfolioAndAssetManagement | Portfolio | PortfolioCode | User specific Portfolio Code e.g: MR003 | string |  |  | 1 | 70 |  |  |  |  | FALSE | FALSE |  |  |  | GS-012
PortfolioAndAssetManagement | Portfolio | Type | Type of the Portfolio | string |  |  | 1 | 75 |  |  |  |  | TRUE | FALSE
PortfolioAndAssetManagement | Portfolio | AssetCategory | Describes the asset category | string |  |  | 1 | 50 |  |  |  |  | FALSE | FALSE |  |  |  | Tangible
PortfolioAndAssetManagement | Portfolio | OwnershipType | Describes the ownership structure of the portfolio | string |  |  | 1 | 50 |  |  |  |  | FALSE | FALSE |  |  |  | Freehold
PortfolioAndAssetManagement | Portfolio | ValidFrom | Date portfolio was set up in yyyy-mm-ddThh:mm:ssZ form (conform to ISO 8061) | date-time | [8 empty] | TRUE | FALSE
PortfolioAndAssetManagement | Portfolio | ValidUntil | Date the maturity of the portfolio has been reached in yyyy-mm-ddThh:mm:ssZ form (conform to ISO 8061) | date-time | [8 empty] | TRUE | FALSE
PortfolioAndAssetManagement | Portfolio | PrimaryUsageType | Definition of the primary usage type/asset class of the portfolio (individual by portfolio owner) | string |  |  | 1 | 50 |  |  |  |  | FALSE | FALSE |  |  |  | Financial Assets
PortfolioAndAssetManagement | Portfolio | SecondaryUsageType | Definition of the secondary usage type/asset class of the portfolio (individual by portfolio owner) | string |  |  | 1 | 50 |  |  |  |  | FALSE | FALSE |  |  |  | Freehold
PortfolioAndAssetManagement | Portfolio | MarketValue | Current market value of Portfolio | number | 28 | 4 |  |  |  | -1000000000000 | 1E+12 |  | FALSE | FALSE |  |  |  | 2617281.27
PortfolioAndAssetManagement | Portfolio | Currency | Main/default currency of portfolio (depending on user it should be able to change this) | string |  |  | 1 | 50 | AFN ¦ ALL ¦ DZD ¦ USD ¦ EUR ¦ AOA ¦ XCD ¦ ARS ¦ AMD ¦ AWG ¦ AUD ¦ AZN ¦ BSD ¦ BHD ¦ BDT ¦ BBD ¦ BYN ¦ BZD ¦ XOF ¦ BMD ¦ BTN ¦ INR ¦ BOB ¦ BOV ¦ BAM ¦ BWP ¦ NOK ¦ BRL ¦ BND ¦ BGN ¦ BIF ¦ CVE ¦ KHR ¦ XAF ¦ CAD ¦ KYD ¦ CLF ¦ CLP ¦ CNY ¦ COP ¦ COU ¦ KMF ¦ CDF ¦ NZD ¦ CRC ¦ HRK ¦ CUC ¦ CUP ¦ ANG ¦ CZK ¦ DKK ¦ DJF ¦ DOP ¦ EGP ¦ SVC ¦ ERN ¦ ETB ¦ FKP ¦ FJD ¦ XPF ¦ GMD ¦ GEL ¦ GHS ¦ GIP ¦ GTQ ¦ GBP ¦ GNF ¦ GYD ¦ HTG ¦ HNL ¦ HKD ¦ HUF ¦ ISK ¦ IDR ¦ XDR ¦ IRR ¦ IQD ¦ ILS ¦ JMD ¦ JPY ¦ JOD ¦ KZT ¦ KES ¦ KPW ¦ KRW ¦ KWD ¦ KGS ¦ LAK ¦ LBP ¦ LSL ¦ ZAR ¦ LRD ¦ LYD ¦ CHF ¦ MOP ¦ MGA ¦ MWK ¦ MYR ¦ MVR ¦ MRU ¦ MUR ¦ XUA ¦ MXN ¦ MXV ¦ MDL ¦ MNT ¦ MAD ¦ MZN ¦ MMK ¦ NAD ¦ NPR ¦ NIO ¦ NGN ¦ OMR ¦ PKR ¦ PAB ¦ PGK ¦ PYG ¦ PEN ¦ PHP ¦ PLN ¦ QAR ¦ MKD ¦ RON ¦ RUB ¦ RWF ¦ SHP ¦ WST ¦ STN ¦ SAR ¦ RSD ¦ SCR ¦ SLL ¦ SGD ¦ XSU ¦ SBD ¦ SOS ¦ SSP ¦ LKR ¦ SDG ¦ SRD ¦ SZL ¦ SEK ¦ CHE ¦ CHW ¦ SYP ¦ TWD ¦ TJS ¦ TZS ¦ THB ¦ TOP ¦ TTD ¦ TND ¦ TRY ¦ TMT ¦ UGX ¦ UAH ¦ AED ¦ USN ¦ UYI ¦ UYU ¦ UZS ¦ VUV ¦ VEF ¦ VED ¦ VND ¦ YER ¦ ZMW ¦ ZWL |  |  |  | FALSE | FALSE |  |  |  | EUR
PortfolioAndAssetManagement | Portfolio | ReportingDate | Reporting date in yyyy-mm-ddThh:mm:ssZ form (conform to ISO 8061) | date-time | [8 empty] | FALSE | FALSE
PortfolioAndAssetManagement | Portfolio | ReportingCycle | Reporting cycle which is used to determine the next reporting date | string |  |  | 1 | 50 |  |  |  |  | FALSE | FALSE
PortfolioAndAssetManagement | PortfolioBuilding | PortfolioId | Unique identifier either coming from previous system otherwise it needs to be defined | string |  |  | 1 | 50 |  |  |  |  | TRUE | TRUE | Foreign Key | fk PortfolioBuilding.PortfolioId to Portfolio.PortfolioId | 0..n | PF-03-01
PortfolioAndAssetManagement | PortfolioBuilding | BuildingId | Unique identifier either coming from previous system otherwise it needs to be defined | string |  |  | 1 | 50 |  |  |  |  | TRUE | TRUE | Foreign Key | fk PortfolioBuilding.BuildingId to Building.BuildingId | 0..n | SE-CH-2341
PortfolioAndAssetManagement | PortfolioLand | PortfolioId | Unique identifier either coming from previous system otherwise it needs to be defined | string |  |  | 1 | 50 |  |  |  |  | TRUE | TRUE | Foreign Key | fk PortfolioLand.PortfolioId to Portfolio.PortfolioId | 0..n | PF-03-01
PortfolioAndAssetManagement | PortfolioLand | LandId | Unique identifier either coming from previous system otherwise it needs to be defined | string |  |  | 1 | 50 |  |  |  |  | TRUE | TRUE | Foreign Key | fk PortfolioLand.LandId to Land.LandId | 0..n | AE-DE-02
PortfolioAndAssetManagement | PortfolioSite | PortfolioId | Unique identifier either coming from previous system otherwise it needs to be defined | string |  |  | 1 | 50 |  |  |  |  | TRUE | TRUE | Foreign Key | fk PortfolioSite.PortfolioId to Portfolio.PortfolioId | 0..n | PF-03-01
PortfolioAndAssetManagement | PortfolioSite | SiteId | Unique identifier either coming from previous system otherwise it needs to be defined | string |  |  | 1 | 50 |  |  |  |  | TRUE | TRUE | Foreign Key | fk PortfolioSite.SiteId to Site.SiteId | 0..n | AE-DE-02
PortfolioAndAssetManagement | PortfolioStrategy | PortfolioStrategyId | Unique identifier either coming from previous system otherwise it needs to be defined | string |  |  | 1 | 50 |  |  |  |  | TRUE | TRUE |  |  |  | x01
PortfolioAndAssetManagement | PortfolioStrategy | PortfolioId | Unique identifier either coming from previous system otherwise it needs to be defined | string |  |  | 1 | 50 |  |  |  |  | TRUE | FALSE | Foreign Key | fk PortfolioStrategy.PortfolioId to Portfolio.PortfolioId | 0..n | PF-03-01
PortfolioAndAssetManagement | PortfolioStrategy | Name | Name of Strategy (user specific) | string |  |  | 1 | 200 |  |  |  |  | TRUE | FALSE |  |  |  | Core longterm value add
PortfolioAndAssetManagement | PortfolioStrategy | InvestmentType | Type of Strategy | string |  |  | 1 | 50 |  |  |  |  | FALSE | FALSE |  |  |  | Value add
PortfolioAndAssetManagement | PortfolioStrategy | ValidFrom | Date Strategy was implemented in yyyy-mm-ddThh:mm:ssZ form (conform to ISO 8061) | date-time | [8 empty] | TRUE | FALSE
PortfolioAndAssetManagement | PortfolioStrategy | ValidUntil | Date strategy has to be adapted by in yyyy-mm-ddThh:mm:ssZ form (conform to ISO 8061) | date-time | [8 empty] | TRUE | FALSE
PortfolioAndAssetManagement | PortfolioStrategy | StrategyObjectiveTargetsSteering | Steering target type of Portfolio Strategy | string |  |  | 1 | 50 |  |  |  |  | TRUE | FALSE |  |  |  | Equity target
PortfolioAndAssetManagement | PortfolioStrategy | StrategyObjectiveValuesSteering | Value of the portfolio strategy steering targets | number | 28 | 4 |  |  |  | -1000000000000 | 1E+12 |  | TRUE | FALSE |  |  |  | 6378123.45
PortfolioAndAssetManagement | PortfolioStrategy | StrategyObjectiveUnitSteering | Unit of strategy objective values steering | string |  |  | 1 | 50 |  |  |  |  | TRUE | FALSE |  |  |  | EUR
PortfolioAndAssetManagement | PortfolioStrategy | StrategyObjectiveTargets | Target type of Portfolio Strategy | string |  |  | 1 | 50 |  |  |  |  | FALSE | FALSE |  |  |  | Equity target
PortfolioAndAssetManagement | PortfolioStrategy | StrategyObjectiveValues | Value of the portfolio strategy targets | number | 28 | 4 |  |  |  | -1000000000000 | 1E+12 |  | FALSE | FALSE |  |  |  | 8000000
PortfolioAndAssetManagement | PortfolioStrategy | StrategyObjectiveUnit | Unit of strategy objective values | string |  |  | 1 | 50 |  |  |  |  | FALSE | FALSE |  |  |  | EUR
PortfolioAndAssetManagement | PortfolioStrategy | Source | Source of Portfolio strategy | string |  |  | 1 | 50 |  |  |  |  | FALSE | FALSE |  |  |  | Europe branch
PortfolioAndAssetManagement | PortfolioUnit | PortfolioId | Unique identifier either coming from previous system otherwise it needs to be defined | string |  |  | 1 | 50 |  |  |  |  | TRUE | TRUE | Foreign Key | fk PortfolioUnit.PortfolioId to Portfolio.PortfolioId | 0..n | PF-03-01
PortfolioAndAssetManagement | PortfolioUnit | UnitId | Unique identifier either coming from previous system otherwise it needs to be defined | string |  |  | 1 | 50 |  |  |  |  | TRUE | TRUE | Foreign Key | fk PortfolioUnit.UnitId to Unit.UnitId | 0..n | UN-SE-CH-2341-02
PortfolioAndAssetManagement | Valuation | ValuationId | Unique identifier either coming from previous system otherwise it needs to be defined | string |  |  | 1 | 50 |  |  |  |  | TRUE | TRUE |  |  |  | V021
PortfolioAndAssetManagement | Valuation | PreviousValuationId | Unique identifier either coming from previous system otherwise it needs to be defined | string |  |  | 1 | 50 |  |  |  |  | FALSE | FALSE |  |  |  | V020
PortfolioAndAssetManagement | Valuation | Name | Name of valuation | string |  |  | 1 | 200 |  |  |  |  | TRUE | FALSE |  |  |  | Comparative Valuation
PortfolioAndAssetManagement | Valuation | Type | Type of valuation | string |  |  | 1 | 75 |  |  |  |  | TRUE | FALSE |  |  |  | Comparative method
PortfolioAndAssetManagement | Valuation | ValidFrom | Date valuation is valid from in yyyy-mm-ddThh:mm:ssZ form (conform to ISO 8061) | date-time | [8 empty] | TRUE | FALSE
PortfolioAndAssetManagement | Valuation | ValidUntil | Date valuation has to be redone in yyyy-mm-ddThh:mm:ssZ form (conform to ISO 8061) | date-time | [8 empty] | TRUE | FALSE
PortfolioAndAssetManagement | Valuation | Description | Description of valuation implementation | string |  |  | 1 | 200 |  |  |  |  | FALSE | FALSE
PortfolioAndAssetManagement | Valuation | Text | Text field | string |  |  | 1 | 200 |  |  |  |  | FALSE | FALSE
PortfolioAndAssetManagement | Valuation | Keywords | Important keywords | string |  |  | 1 | 200 |  |  |  |  | FALSE | FALSE
PortfolioAndAssetManagement | Valuation | Url | URL if existent | string |  |  | 1 | 200 |  |  |  |  | FALSE | FALSE
PortfolioAndAssetManagement | Valuation | JurisdictionType | Type of Jurisdiction | string |  |  | 1 | 50 |  |  |  |  | FALSE | FALSE |  |  |  | RICS valuation
PortfolioAndAssetManagement | Valuation | ProfessionalStandard | Name of professional valuation standard used | string |  |  | 1 | 50 |  |  |  |  | FALSE | FALSE
PortfolioAndAssetManagement | Valuation | AccountingStandard | Name of Accounting standard used | string |  |  | 1 | 50 |  |  |  |  | FALSE | FALSE |  |  |  | IFRS
PortfolioAndAssetManagement | Valuation | JurisdictionStandard | Name of Jurisdiction type used | string |  |  | 1 | 50 |  |  |  |  | FALSE | FALSE |  |  |  | Local legislation
PortfolioAndAssetManagement | Valuation | Value | Value of Valuation | number | 28 | 4 |  |  |  | -1000000000000 | 1E+12 |  | TRUE | FALSE
PortfolioAndAssetManagement | Valuation | Unit | Unit of valuation | string |  |  | 1 | 50 |  |  |  |  | TRUE | FALSE |  |  |  | EUR
PortfolioAndAssetManagement | Valuation | Assumptions | Concluded assumptions | string |  |  | 1 | 200 |  |  |  |  | FALSE | FALSE
PortfolioAndAssetManagement | Valuation | SpecialAssumptions | Concluded special assumptions | string |  |  | 1 | 200 |  |  |  |  | FALSE | FALSE
PortfolioAndAssetManagement | Valuation | Constrains | Existing constrains | string |  |  | 1 | 50 |  |  |  |  | FALSE | FALSE
PortfolioAndAssetManagement | Valuation | Approach | Valuation approach | string |  |  | 1 | 50 |  |  |  |  | FALSE | FALSE
PortfolioAndAssetManagement | Valuation | MaintenanceBacklog | Does a maintenance backlog exist (Y/N) | boolean | [8 empty] | FALSE | FALSE |  |  |  | true
PortfolioAndAssetManagement | Valuation | SingleTenant | Valuation of single tenant building (Y/N) | boolean | [8 empty] | FALSE | FALSE |  |  |  | true
PortfolioAndAssetManagement | Valuation | DiscountRate | Discount rate included | number | 19 | 6 |  |  |  | 0 | 100 | % | FALSE | FALSE |  |  |  | 2029-07-01
PortfolioAndAssetManagement | Valuation | DiscountPremiums | Discount premiums included | number | 19 | 6 |  |  |  | 0 | 100 | % | FALSE | FALSE |  |  |  | 1987-02-01
PortfolioAndAssetManagement | Valuation | Uncertainty | LoV for uncertainty | string |  |  | 1 | 50 |  |  |  |  | FALSE | FALSE
PortfolioAndAssetManagement | Valuation | Liquidity | Amount of cash | number | 28 | 4 | [6 empty] | FALSE | FALSE |  |  |  | 4539.27
PortfolioAndAssetManagement | Valuation | SpaceEfficiency | Space usage efficiency | string |  |  | 1 | 50 |  |  |  |  | FALSE | FALSE
PortfolioAndAssetManagement | Valuation | EnergyEfficiency | Stating the energy efficiency class | string |  |  | 1 | 50 |  |  |  |  | FALSE | FALSE |  |  |  | A
PortfolioAndAssetManagement | Valuation | DocumentId | Unique identifier either coming from previous system otherwise it needs to be defined | string |  |  | 1 | 50 |  |  |  |  | FALSE | FALSE
PortfolioAndAssetManagement | ValuationBuilding | ValuationId | Unique identifier either coming from previous system otherwise it needs to be defined | string |  |  | 1 | 50 |  |  |  |  | TRUE | TRUE | Foreign Key | fk ValuationBuilding.ValuationId to Valuation.ValuationId | 0..n | V021
PortfolioAndAssetManagement | ValuationBuilding | BuildingId | Unique identifier either coming from previous system otherwise it needs to be defined | string |  |  | 1 | 50 |  |  |  |  | TRUE | TRUE | Foreign Key | fk ValuationBuilding.BuildingId to Building.BuildingId | 0..n | SE-CH-2341
PortfolioAndAssetManagement | ValuationIndividualAccount | ValuationId | Unique identifier either coming from previous system otherwise it needs to be defined | string |  |  | 1 | 50 |  |  |  |  | TRUE | TRUE | Foreign Key | fk ValuationIndividualAccount.ValuationId to Valuation.ValuationId | 0..n | V021
PortfolioAndAssetManagement | ValuationIndividualAccount | IndividualAccountId | Unique identifier either coming from previous system otherwise it needs to be defined | string |  |  | 1 | 50 |  |  |  |  | TRUE | TRUE | Foreign Key | fk ValuationIndividualAccount.IndividualAccountId to IndividualAccount.IndividualAccountId | 0..n | 1890627182
PortfolioAndAssetManagement | ValuationLand | ValuationId | Unique identifier either coming from previous system otherwise it needs to be defined | string |  |  | 1 | 50 |  |  |  |  | TRUE | TRUE | Foreign Key | fk ValuationLand.ValuationId to Valuation.ValuationId | 0..n | V021
PortfolioAndAssetManagement | ValuationLand | LandId | Unique identifier either coming from previous system otherwise it needs to be defined | string |  |  | 1 | 50 |  |  |  |  | TRUE | TRUE | Foreign Key | fk ValuationLand.LandId to Land.LandId | 0..n | RE-AT-05
PortfolioAndAssetManagement | ValuationOperationalMeasurement | ValuationId | Unique identifier either coming from previous system otherwise it needs to be defined | string |  |  | 1 | 50 |  |  |  |  | TRUE | TRUE | Foreign Key | fk ValuationOperationalMeasurement.ValuationId to Valuation.ValuationId | 0..n | V021
PortfolioAndAssetManagement | ValuationOperationalMeasurement | OperationalMeasurementId | Globally Unique Identifier number | string |  |  | 36 | 36 |  |  |  |  | TRUE | TRUE | Foreign Key | fk ValuationOperationalMeasurement.OperationalMeasurementId to OperationalMeasurement.OperationalMeasurementId | 0..n | 271ef573-3521-474a-a3de-08c32b8156d6
PropertyManagement | Dunning | DunningId | Unique identifier either coming from previous system otherwise it needs to be defined | string |  |  | 1 | 50 |  |  |  |  | TRUE | TRUE |  |  |  | D-B-RU-10293
PropertyManagement | Dunning | RentalPaymentId | Unique identifier either coming from previous system otherwise it needs to be defined | string |  |  | 1 | 50 |  |  |  |  | TRUE | FALSE | Foreign Key | fk Dunning.RentalPaymentId to RentalPayment.RentalPaymentId | 0..n | RP-RC-6271
PropertyManagement | Dunning | DunningLevel | Dunning level | string |  |  | 1 | 50 |  |  |  |  | TRUE | FALSE |  |  |  | 3
PropertyManagement | Dunning | DunningAmount | Dunning Amount | number | 28 | 4 |  |  |  | 1 | 999999 |  | TRUE | FALSE |  |  |  | 223.21
PropertyManagement | Dunning | Currency | Currency of payment | string |  |  | 1 | 50 | AFN ¦ ALL ¦ DZD ¦ USD ¦ EUR ¦ AOA ¦ XCD ¦ ARS ¦ AMD ¦ AWG ¦ AUD ¦ AZN ¦ BSD ¦ BHD ¦ BDT ¦ BBD ¦ BYN ¦ BZD ¦ XOF ¦ BMD ¦ BTN ¦ INR ¦ BOB ¦ BOV ¦ BAM ¦ BWP ¦ NOK ¦ BRL ¦ BND ¦ BGN ¦ BIF ¦ CVE ¦ KHR ¦ XAF ¦ CAD ¦ KYD ¦ CLF ¦ CLP ¦ CNY ¦ COP ¦ COU ¦ KMF ¦ CDF ¦ NZD ¦ CRC ¦ HRK ¦ CUC ¦ CUP ¦ ANG ¦ CZK ¦ DKK ¦ DJF ¦ DOP ¦ EGP ¦ SVC ¦ ERN ¦ ETB ¦ FKP ¦ FJD ¦ XPF ¦ GMD ¦ GEL ¦ GHS ¦ GIP ¦ GTQ ¦ GBP ¦ GNF ¦ GYD ¦ HTG ¦ HNL ¦ HKD ¦ HUF ¦ ISK ¦ IDR ¦ XDR ¦ IRR ¦ IQD ¦ ILS ¦ JMD ¦ JPY ¦ JOD ¦ KZT ¦ KES ¦ KPW ¦ KRW ¦ KWD ¦ KGS ¦ LAK ¦ LBP ¦ LSL ¦ ZAR ¦ LRD ¦ LYD ¦ CHF ¦ MOP ¦ MGA ¦ MWK ¦ MYR ¦ MVR ¦ MRU ¦ MUR ¦ XUA ¦ MXN ¦ MXV ¦ MDL ¦ MNT ¦ MAD ¦ MZN ¦ MMK ¦ NAD ¦ NPR ¦ NIO ¦ NGN ¦ OMR ¦ PKR ¦ PAB ¦ PGK ¦ PYG ¦ PEN ¦ PHP ¦ PLN ¦ QAR ¦ MKD ¦ RON ¦ RUB ¦ RWF ¦ SHP ¦ WST ¦ STN ¦ SAR ¦ RSD ¦ SCR ¦ SLL ¦ SGD ¦ XSU ¦ SBD ¦ SOS ¦ SSP ¦ LKR ¦ SDG ¦ SRD ¦ SZL ¦ SEK ¦ CHE ¦ CHW ¦ SYP ¦ TWD ¦ TJS ¦ TZS ¦ THB ¦ TOP ¦ TTD ¦ TND ¦ TRY ¦ TMT ¦ UGX ¦ UAH ¦ AED ¦ USN ¦ UYI ¦ UYU ¦ UZS ¦ VUV ¦ VEF ¦ VED ¦ VND ¦ YER ¦ ZMW ¦ ZWL |  |  |  | TRUE | FALSE |  |  |  | EUR
PropertyManagement | Dunning | PaymentAmount | Value of payment | number | 28 | 4 |  |  |  | 1 | 999999 |  | TRUE | FALSE |  |  |  | 130.22
PropertyManagement | Dunning | InitialDueDate | Initial due date in yyyy-mm-ddThh:mm:ssZ form (conform to ISO 8061) | date-time | [8 empty] | TRUE | FALSE
PropertyManagement | Dunning | PaymentDate | Payment date in yyyy-mm-ddThh:mm:ssZ form (conform to ISO 8061) | date-time | [8 empty] | TRUE | FALSE
PropertyManagement | RentalContract | RentalContractId | Unique identifier either coming from previous system otherwise it needs to be defined | string |  |  | 1 | 50 |  |  |  |  | TRUE | TRUE |  |  |  | RC-6271
PropertyManagement | RentalContract | MainContractId | Main contract code | string |  |  | 1 | 50 |  |  |  |  | FALSE | FALSE |  |  |  | R-01
PropertyManagement | RentalContract | ContractCode | Contract Code (e.g. SAP) | string |  |  | 1 | 70 |  |  |  |  | TRUE | FALSE |  |  |  | 1870_1867_00093
PropertyManagement | RentalContract | ContractType | Contract type | string |  |  | 1 | 50 |  |  |  |  | FALSE | FALSE |  |  |  | Operating Lease
PropertyManagement | RentalContract | CompanyCode | Company Code (e.g. SAP code) | string |  |  | 1 | 70 |  |  |  |  | FALSE | FALSE |  |  |  | 1870
PropertyManagement | RentalContract | ContractName | Contract name | string |  |  | 1 | 200 |  |  |  |  | FALSE | FALSE |  |  |  | Mainz Bürogebäude 6-0291
PropertyManagement | RentalContract | ContractGroup | Contract group | string |  |  | 1 | 50 |  |  |  |  | FALSE | FALSE |  |  |  | Munich Main Office
PropertyManagement | RentalContract | RentBeginDate | Date original contract starts in yyyy-mm-ddThh:mm:ssZ form (conform to ISO 8061) | date-time | [8 empty] | TRUE | FALSE
PropertyManagement | RentalContract | RentEndDate | Date original contract ends in yyyy-mm-ddThh:mm:ssZ form (conform to ISO 8061) | date-time | [8 empty] | TRUE | FALSE
PropertyManagement | RentalContract | ValidFrom | Date of first paying month in yyyy-mm-ddThh:mm:ssZ form (conform to ISO 8061) | date-time | [8 empty] | TRUE | FALSE
PropertyManagement | RentalContract | ValidUntil | Date of last paying month in yyyy-mm-ddThh:mm:ssZ form (conform to ISO 8061) | date-time | [8 empty] | TRUE | FALSE
PropertyManagement | RentalContract | PeriodOfNotice | Period of notice e.g. monthly; 3 month; 6 month etc. | string |  |  | 1 | 50 |  |  |  |  | FALSE | FALSE |  |  |  | 6 month
PropertyManagement | RentalContract | PaymentInAdvance | Does the payment have to be conducted in advance (Y/N) | boolean | [8 empty] | FALSE | FALSE |  |  |  | true
PropertyManagement | RentalContract | PaymentFrequency | Frequency of payment e.g. weekly, monthly, quarterly etc. | string |  |  | 1 | 50 |  |  |  |  | TRUE | FALSE |  |  |  | monthly
PropertyManagement | RentalContract | ShortTermLease | Is this a short term lease (Y/N) | boolean | [8 empty] | FALSE | FALSE
PropertyManagement | RentalContract | TenantSector | Sector / Business area of the tenant | string |  |  | 1 | 50 |  |  |  |  | FALSE | FALSE |  |  |  | Research & development
PropertyManagement | RentalContract | TurnoverReportingInterval | If turnover rent, reporting interval for the tenant turnover: monthly, quarterly, etc. | string |  |  | 1 | 50 |  |  |  |  | FALSE | FALSE |  |  |  | quarterly
PropertyManagement | RentalContractRentalUnit | RentalContractId | Unique identifier either coming from previous system otherwise it needs to be defined | string |  |  | 1 | 50 |  |  |  |  | TRUE | TRUE | Foreign Key | fk RentalContractRentalUnit.RentalContractId to RentalContract.RentalContractId | 1..n | RC-6271
PropertyManagement | RentalContractRentalUnit | RentalUnitId | Unique identifier either coming from previous system otherwise it needs to be defined | string |  |  | 1 | 50 |  |  |  |  | TRUE | TRUE | Foreign Key | fk RentalContractRentalUnit.RentalUnitId to RentalUnit.RentalUnitId | 1..n | B-RU-10293
PropertyManagement | RentalOption | RentalOptionId | Unique identifier either coming from previous system otherwise it needs to be defined | string |  |  | 1 | 50 |  |  |  |  | TRUE | TRUE |  |  |  | LO-RC-6271-1
PropertyManagement | RentalOption | RentalContractId | Reference to corresponding rental contract | string |  |  | 1 | 50 |  |  |  |  | TRUE | FALSE | Foreign Key | fk RentalOption.RentalContractId to RentalContract.RentalContractId | 0..n | RC-6271
PropertyManagement | RentalOption | Type | Type of option | string |  |  | 1 | 50 |  |  |  |  | TRUE | FALSE |  |  |  | Contract extension
PropertyManagement | RentalOption | SubType | Subtype of the option | string |  |  | 1 | 50 |  |  |  |  | TRUE | FALSE |  |  |  | Renewal
PropertyManagement | RentalOption | ValidFrom | Date option is valid from in yyyy-mm-ddThh:mm:ssZ form (conform to ISO 8061) | date-time | [8 empty] | TRUE | FALSE
PropertyManagement | RentalOption | ValidUntil | Date option is valid until in yyyy-mm-ddThh:mm:ssZ form (conform to ISO 8061) | date-time | [8 empty] | TRUE | FALSE
PropertyManagement | RentalOption | DocumentId | Reference to document | string |  |  | 1 | 50 |  |  |  |  | FALSE | FALSE
PropertyManagement | RentalPayment | RentalPaymentId | Unique identifier either coming from previous system otherwise it needs to be defined | string |  |  | 1 | 50 |  |  |  |  | TRUE | TRUE |  |  |  | RP-RC-6271
PropertyManagement | RentalPayment | RentalContractId | Reference to rental contract | string |  |  | 1 | 50 |  |  |  |  | TRUE | FALSE | Foreign Key | fk RentalPayment.RentalContractId to RentalContract.RentalContractId | 1..n | RC-6271
PropertyManagement | RentalPayment | ValidFrom | Starting date of payment in yyyy-mm-ddThh:mm:ssZ form (conform to ISO 8061) | date-time | [8 empty] | TRUE | FALSE
PropertyManagement | RentalPayment | ValidUntil | End date of payment in yyyy-mm-ddThh:mm:ssZ form (conform to ISO 8061) | date-time | [8 empty] | TRUE | FALSE
PropertyManagement | RentalPayment | Type | Type of lease payment | string |  |  | 1 | 50 |  |  |  |  | TRUE | FALSE |  |  |  | Ancillary costs
PropertyManagement | RentalPayment | Currency | Currency of payment | string |  |  | 1 | 50 | AFN ¦ ALL ¦ DZD ¦ USD ¦ EUR ¦ AOA ¦ XCD ¦ ARS ¦ AMD ¦ AWG ¦ AUD ¦ AZN ¦ BSD ¦ BHD ¦ BDT ¦ BBD ¦ BYN ¦ BZD ¦ XOF ¦ BMD ¦ BTN ¦ INR ¦ BOB ¦ BOV ¦ BAM ¦ BWP ¦ NOK ¦ BRL ¦ BND ¦ BGN ¦ BIF ¦ CVE ¦ KHR ¦ XAF ¦ CAD ¦ KYD ¦ CLF ¦ CLP ¦ CNY ¦ COP ¦ COU ¦ KMF ¦ CDF ¦ NZD ¦ CRC ¦ HRK ¦ CUC ¦ CUP ¦ ANG ¦ CZK ¦ DKK ¦ DJF ¦ DOP ¦ EGP ¦ SVC ¦ ERN ¦ ETB ¦ FKP ¦ FJD ¦ XPF ¦ GMD ¦ GEL ¦ GHS ¦ GIP ¦ GTQ ¦ GBP ¦ GNF ¦ GYD ¦ HTG ¦ HNL ¦ HKD ¦ HUF ¦ ISK ¦ IDR ¦ XDR ¦ IRR ¦ IQD ¦ ILS ¦ JMD ¦ JPY ¦ JOD ¦ KZT ¦ KES ¦ KPW ¦ KRW ¦ KWD ¦ KGS ¦ LAK ¦ LBP ¦ LSL ¦ ZAR ¦ LRD ¦ LYD ¦ CHF ¦ MOP ¦ MGA ¦ MWK ¦ MYR ¦ MVR ¦ MRU ¦ MUR ¦ XUA ¦ MXN ¦ MXV ¦ MDL ¦ MNT ¦ MAD ¦ MZN ¦ MMK ¦ NAD ¦ NPR ¦ NIO ¦ NGN ¦ OMR ¦ PKR ¦ PAB ¦ PGK ¦ PYG ¦ PEN ¦ PHP ¦ PLN ¦ QAR ¦ MKD ¦ RON ¦ RUB ¦ RWF ¦ SHP ¦ WST ¦ STN ¦ SAR ¦ RSD ¦ SCR ¦ SLL ¦ SGD ¦ XSU ¦ SBD ¦ SOS ¦ SSP ¦ LKR ¦ SDG ¦ SRD ¦ SZL ¦ SEK ¦ CHE ¦ CHW ¦ SYP ¦ TWD ¦ TJS ¦ TZS ¦ THB ¦ TOP ¦ TTD ¦ TND ¦ TRY ¦ TMT ¦ UGX ¦ UAH ¦ AED ¦ USN ¦ UYI ¦ UYU ¦ UZS ¦ VUV ¦ VEF ¦ VED ¦ VND ¦ YER ¦ ZMW ¦ ZWL |  |  |  | TRUE | FALSE |  |  |  | EUR
PropertyManagement | RentalPayment | ValueMonth | Value of payment per month | number | 28 | 4 |  |  |  | 1 | 9999999 |  | TRUE | FALSE |  |  |  | 216.21
PropertyManagement | RentalPayment | ValueYear | Value of payment per year | number | 28 | 4 |  |  |  | 1 | 99999999 |  | FALSE | FALSE |  |  |  | 251.21
PropertyManagement | RentalPayment | DiscountInPercentage | Discount percentage of payment | number | 19 | 6 |  |  |  | 0 | 100 | % | FALSE | FALSE |  |  |  | 1953-04-01
PropertyManagement | RentalPayment | VatOpted | Is the vat payable (Y/N) | boolean | [8 empty] | FALSE | FALSE |  |  |  | true
PropertyManagement | RentalPayment | IndexId | Reference to index table | string |  |  | 1 | 50 |  |  |  |  | FALSE | FALSE
PropertyManagement | RentalUnit | RentalUnitId | Unique identifier either coming from previous system otherwise it needs to be defined | string |  |  | 1 | 50 |  |  |  |  | TRUE | TRUE |  |  |  | B-RU-10293
PropertyManagement | RentalUnit | Name | Name of rental unit | string |  |  | 1 | 200 |  |  |  |  | TRUE | FALSE |  |  |  | Heinrich-Heinestr. C602
PropertyManagement | RentalUnit | RentalUnitCode | User specific RentalUnit Code | string |  |  | 1 | 70 |  |  |  |  | FALSE | FALSE |  |  |  | DE-B-C602
PropertyManagement | RentalUnit | RentedOut | Is the RentalUnit rented out (Y/N) | boolean | [8 empty] | FALSE | FALSE |  |  |  | true
PropertyManagement | RentalUnit | UsageType | Usage type of the rental unit | string |  |  | 1 | 200 |  |  |  |  | FALSE | FALSE |  |  |  | Office
PropertyManagement | RentalUnit | Vacancy | Is the rental unit vacant (Y/N) | boolean | [8 empty] | FALSE | FALSE |  |  |  | true
PropertyManagement | RentalUnit | ValidFrom | Valid from in yyyy-mm-ddThh:mm:ssZ form (conform to ISO 8061) | date-time | [8 empty] | TRUE | FALSE
PropertyManagement | RentalUnit | ValidUntil | Valid until in yyyy-mm-ddThh:mm:ssZ form (conform to ISO 8061) | date-time | [8 empty] | TRUE | FALSE
PropertyManagement | RentalUnitBuilding | RentalUnitId | Unique identifier either coming from previous system otherwise it needs to be defined | string |  |  | 1 | 50 |  |  |  |  | TRUE | TRUE | Foreign Key | fk RentalUnitBuilding.RentalUnitId to RentalUnit.RentalUnitId | 0..n | B-RU-10293
PropertyManagement | RentalUnitBuilding | BuildingId | Unique identifier either coming from previous system otherwise it needs to be defined | string |  |  | 1 | 50 |  |  |  |  | TRUE | TRUE | Foreign Key | fk RentalUnitBuilding.BuildingId to Building.BuildingId | 0..n | SE-CH-2341
PropertyManagement | RentalUnitFloor | RentalUnitId | Unique identifier either coming from previous system otherwise it needs to be defined | string |  |  | 1 | 50 |  |  |  |  | TRUE | TRUE | Foreign Key | fk RentalUnitFloor.RentalUnitId to RentalUnit.RentalUnitId | 0..n | B-RU-10293
PropertyManagement | RentalUnitFloor | FloorId | Unique identifier either coming from previous system otherwise it needs to be defined | string |  |  | 1 | 50 |  |  |  |  | TRUE | TRUE | Foreign Key | fk RentalUnitFloor.FloorId to Floor.FloorId | 0..n | SE-CH-F-01
PropertyManagement | RentalUnitLand | RentalUnitId | Unique identifier either coming from previous system otherwise it needs to be defined | string |  |  | 1 | 50 |  |  |  |  | TRUE | TRUE | Foreign Key | fk RentalUnitLand.RentalUnitId to RentalUnit.RentalUnitId | 0..n | B-RU-10293
PropertyManagement | RentalUnitLand | LandId | Unique identifier either coming from previous system otherwise it needs to be defined | string |  |  | 1 | 50 |  |  |  |  | TRUE | TRUE | Foreign Key | fk RentalUnitLand.LandId to Land.LandId | 0..n | RE-AT-05
PropertyManagement | RentalUnitSite | RentalUnitId | Unique identifier either coming from previous system otherwise it needs to be defined | string |  |  | 1 | 50 |  |  |  |  | TRUE | TRUE | Foreign Key | fk RentalUnitSite.RentalUnitId to RentalUnit.RentalUnitId | 0..n | B-RU-10293
PropertyManagement | RentalUnitSite | SiteId | Unique identifier either coming from previous system otherwise it needs to be defined | string |  |  | 1 | 50 |  |  |  |  | TRUE | TRUE | Foreign Key | fk RentalUnitSite.SiteId to Site.SiteId | 0..n | AE-DE-02
PropertyManagement | RentalUnitSpace | RentalUnitId | Unique identifier either coming from previous system otherwise it needs to be defined | string |  |  | 1 | 50 |  |  |  |  | TRUE | TRUE | Foreign Key | fk RentalUnitSpace.RentalUnitId to RentalUnit.RentalUnitId | 0..n | B-RU-10293
PropertyManagement | RentalUnitSpace | SpaceId | Unique identifier either coming from previous system otherwise it needs to be defined | string |  |  | 1 | 50 |  |  |  |  | TRUE | TRUE | Foreign Key | fk RentalUnitSpace.SpaceId to Space.SpaceId | 0..n | SE-CH-F-01-21
PropertyManagement | RentalUnitUnit | RentalUnitId | Unique identifier either coming from previous system otherwise it needs to be defined | string |  |  | 1 | 50 |  |  |  |  | TRUE | TRUE | Foreign Key | fk RentalUnitUnit.RentalUnitId to RentalUnit.RentalUnitId | 0..n | B-RU-10293
PropertyManagement | RentalUnitUnit | UnitId | Unique identifier either coming from previous system otherwise it needs to be defined | string |  |  | 1 | 50 |  |  |  |  | TRUE | TRUE | Foreign Key | fk RentalUnitUnit.UnitId to Unit.UnitId | 0..n | UN-SE-CH-2341-02
PropertyManagement | TenantCommunication | TenantCommunicationId | Unique identifier either coming from previous system otherwise it needs to be defined | string |  |  | 1 | 50 |  |  |  |  | TRUE | TRUE |  |  |  | TC-20561
PropertyManagement | TenantCommunication | RentalUnitId | Unique identifier either coming from previous system otherwise it needs to be defined | string |  |  | 1 | 50 |  |  |  |  | TRUE | FALSE | Foreign Key | fk TenantCommunication.RentalUnitId to RentalUnit.RentalUnitId | 0..n | B-RU-10293
PropertyManagement | TenantCommunication | Type | Type of communication | string |  |  | 1 | 50 |  |  |  |  | TRUE | FALSE
PropertyManagement | TenantCommunication | Medium | Medium of communication | string |  |  | 1 | 50 |  |  |  |  | FALSE | FALSE
PropertyManagement | TenantCommunication | Description | Description of communciation | string |  |  | 1 | 200 |  |  |  |  | TRUE | FALSE
PropertyManagement | TenantCommunication | ValidFrom | Date communication occurred in yyyy-mm-ddThh:mm:ssZ form (conform to ISO 8061) | date-time | [8 empty] | TRUE | FALSE
PropertyManagement | TenantCommunication | ValidUntil | Date communication is valid until in yyyy-mm-ddThh:mm:ssZ form (conform to ISO 8061) | date-time | [8 empty] | FALSE | FALSE
PropertyManagement | TenantCommunication | Status | Status of communication | string |  |  | 1 | 50 |  |  |  |  | TRUE | FALSE
OrganisationalManagement | Address | AddressId | Unique identifier either coming from previous system otherwise it needs to be defined | string |  |  | 1 | 50 |  |  |  |  | TRUE | TRUE |  |  |  | AD-9281928
OrganisationalManagement | Address | Type | Type of address | string |  |  | 1 | 70 |  |  |  |  | TRUE | FALSE |  |  |  | Postal address
OrganisationalManagement | Address | StreetName | Name of the street | string |  |  | 1 | 150 |  |  |  |  | FALSE | FALSE |  |  |  | Friedrichsstraße
OrganisationalManagement | Address | HouseNumber | House number of the street | string |  |  | 1 | 50 |  |  |  |  | FALSE | FALSE |  |  |  | 78a
OrganisationalManagement | Address | AdditionalInformation | Additional information that can not be displayed in the other attributes such as Building, Door Nr. etc. | string |  |  | 1 | 100 |  |  |  |  | FALSE | FALSE |  |  |  | Building A
OrganisationalManagement | Address | ApartmentOrUnit | Unit number | string |  |  | 1 | 50 |  |  |  |  | FALSE | FALSE |  |  |  | C602
OrganisationalManagement | Address | District | Boroughs or districts within a city that serve some official purpose | string |  |  | 1 | 50 |  |  |  |  | FALSE | FALSE |  |  |  | Brooklyn
OrganisationalManagement | Address | City | Any official settlement including cities, towns, villages, hamlets, localities, etc. | string |  |  | 1 | 100 |  |  |  |  | TRUE | FALSE |  |  |  | Berlin
OrganisationalManagement | Address | PostalCode | Postal codes used for mail sorting | string |  |  | 1 | 15 |  |  |  |  | FALSE | FALSE |  |  |  | 10117
OrganisationalManagement | Address | StateProvincePrefecture | First-level administrative division, depending on the continent or country if might be named differently. | string |  |  | 1 | 50 |  |  |  |  | FALSE | FALSE |  |  |  | Bayern
OrganisationalManagement | Address | Country | Sovereign nations and their dependent territories, anything with an ISO-3166 ALPHA-2 code | string |  |  | 1 | 75 | AF ¦ AL ¦ DZ ¦ AS ¦ AD ¦ AO ¦ AI ¦ AQ ¦ AG ¦ AR ¦ AM ¦ AW ¦ AU ¦ AT ¦ AZ ¦ BS ¦ BH ¦ BD ¦ BB ¦ BY ¦ BE ¦ BZ ¦ BJ ¦ BM ¦ BT ¦ BO ¦ BQ ¦ BA ¦ BW ¦ BV ¦ BR ¦ IO ¦ BN ¦ BG ¦ BF ¦ BI ¦ CV ¦ KH ¦ CM ¦ CA ¦ KY ¦ CF ¦ TD ¦ CL ¦ CN ¦ CX ¦ CC ¦ CO ¦ KM ¦ CD ¦ CG ¦ CK ¦ CR ¦ HR ¦ CU ¦ CW ¦ CY ¦ CZ ¦ CI ¦ DK ¦ DJ ¦ DM ¦ DO ¦ EC ¦ EG ¦ SV ¦ GQ ¦ ER ¦ EE ¦ SZ ¦ ET ¦ FK ¦ FO ¦ FJ ¦ FI ¦ FR ¦ GF ¦ PF ¦ TF ¦ GA ¦ GM ¦ GE ¦ DE ¦ GH ¦ GI ¦ GR ¦ GL ¦ GD ¦ GP ¦ GU ¦ GT ¦ GG ¦ GN ¦ GW ¦ GY ¦ HT ¦ HM ¦ VA ¦ HN ¦ HK ¦ HU ¦ IS ¦ IN ¦ ID ¦ IR ¦ IQ ¦ IE ¦ IM ¦ IL ¦ IT ¦ JM ¦ JP ¦ JE ¦ JO ¦ KZ ¦ KE ¦ KI ¦ KP ¦ KR ¦ KW ¦ KG ¦ LA ¦ LV ¦ LB ¦ LS ¦ LR ¦ LY ¦ LI ¦ LT ¦ LU ¦ MO ¦ MG ¦ MW ¦ MY ¦ MV ¦ ML ¦ MT ¦ MH ¦ MQ ¦ MR ¦ MU ¦ YT ¦ MX ¦ FM ¦ MD ¦ MC ¦ MN ¦ ME ¦ MS ¦ MA ¦ MZ ¦ MM ¦ NA ¦ NR ¦ NP ¦ NL ¦ NC ¦ NZ ¦ NI ¦ NE ¦ NG ¦ NU ¦ NF ¦ MP ¦ NO ¦ OM ¦ PK ¦ PW ¦ PS ¦ PA ¦ PG ¦ PY ¦ PE ¦ PH ¦ PN ¦ PL ¦ PT ¦ PR ¦ QA ¦ MK ¦ RO ¦ RU ¦ RW ¦ RE ¦ BL ¦ SH ¦ KN ¦ LC ¦ MF ¦ PM ¦ VC ¦ WS ¦ SM ¦ ST ¦ SA ¦ SN ¦ RS ¦ SC ¦ SL ¦ SG ¦ SX ¦ SK ¦ SI ¦ SB ¦ SO ¦ ZA ¦ GS ¦ SS ¦ ES ¦ LK ¦ SD ¦ SR ¦ SJ ¦ SE ¦ CH ¦ SY ¦ TW ¦ TJ ¦ TZ ¦ TH ¦ TL ¦ TG ¦ TK ¦ TO ¦ TT ¦ TN ¦ TR ¦ TM ¦ TC ¦ TV ¦ UG ¦ UA ¦ AE ¦ GB ¦ UM ¦ US ¦ UY ¦ UZ ¦ VU ¦ VE ¦ VN ¦ VG ¦ VI ¦ WF ¦ EH ¦ YE ¦ ZM ¦ ZW ¦ AX |  |  |  | TRUE | FALSE |  |  |  | AF
OrganisationalManagement | Address | DeprecatedLatitude | (Deprecated) Latitude coordinate in case of geographic coordinates | decimal | [8 empty] | FALSE | FALSE |  |  |  | 388951
OrganisationalManagement | Address | DeprecatedLongitude | (Deprecated) Longitude coordinate in case of geographic coordinates | decimal | [8 empty] | FALSE | FALSE |  |  |  | -770364
OrganisationalManagement | AddressBuilding | AddressId | Unique identifier either coming from previous system otherwise it needs to be defined | string |  |  | 1 | 50 |  |  |  |  | TRUE | TRUE | Foreign Key | fk AddressBuilding.AddressId to Address.AddressId | 0..n | AD-9281928
OrganisationalManagement | AddressBuilding | BuildingId | Unique identifier either coming from previous system otherwise it needs to be defined | string |  |  | 1 | 50 |  |  |  |  | TRUE | TRUE | Foreign Key | fk AddressBuilding.BuildingId to Building.BuildingId | 0..n | SE-CH-2341
OrganisationalManagement | AddressContact | AddressId | Unique identifier either coming from previous system otherwise it needs to be defined | string |  |  | 1 | 50 |  |  |  |  | TRUE | TRUE | Foreign Key | fk AddressContact.AddressId to Address.AddressId | 0..n | AD-9281928
OrganisationalManagement | AddressContact | ContactId | Unique identifier either coming from previous system otherwise it needs to be defined | string |  |  | 1 | 50 |  |  |  |  | TRUE | TRUE | Foreign Key | fk AddressContact.ContactId to Contact.ContactId | 0..n | BP-00441
OrganisationalManagement | AddressLand | AddressId | Unique identifier either coming from previous system otherwise it needs to be defined | string |  |  | 1 | 50 |  |  |  |  | TRUE | TRUE | Foreign Key | fk AddressLand.AddressId to Address.AddressId | 0..n | AD-9281928
OrganisationalManagement | AddressLand | LandId | Unique identifier either coming from previous system otherwise it needs to be defined | string |  |  | 1 | 50 |  |  |  |  | TRUE | TRUE | Foreign Key | fk AddressLand.LandId to Land.LandId | 0..n | RE-AT-05
OrganisationalManagement | AddressOrganisation | AddressId | Unique identifier either coming from previous system otherwise it needs to be defined | string |  |  | 1 | 50 |  |  |  |  | TRUE | TRUE | Foreign Key | fk AddressOrganisation.AddressId to Address.AddressId | 0..n | AD-9281928
OrganisationalManagement | AddressOrganisation | OrganisationId | Unique identifier either coming from previous system otherwise it needs to be defined | string |  |  | 1 | 50 |  |  |  |  | TRUE | TRUE | Foreign Key | fk AddressOrganisation.OrganisationId to Organisation.OrganisationId | 0..n | BM2016271
OrganisationalManagement | AddressRentalUnit | AddressId | Unique identifier either coming from previous system otherwise it needs to be defined | string |  |  | 1 | 50 |  |  |  |  | TRUE | TRUE | Foreign Key | fk AddressRentalUnit.AddressId to Address.AddressId | 0..n | AD-9281928
OrganisationalManagement | AddressRentalUnit | RentalUnitId | Unique identifier either coming from previous system otherwise it needs to be defined | string |  |  | 1 | 50 |  |  |  |  | TRUE | TRUE | Foreign Key | fk AddressRentalUnit.RentalUnitId to RentalUnit.RentalUnitId | 0..n | B-RU-10293
OrganisationalManagement | AddressSite | AddressId | Unique identifier either coming from previous system otherwise it needs to be defined | string |  |  | 1 | 50 |  |  |  |  | TRUE | TRUE | Foreign Key | fk AddressSite.AddressId to Address.AddressId | 0..n | AD-9281928
OrganisationalManagement | AddressSite | SiteId | Unique identifier either coming from previous system otherwise it needs to be defined | string |  |  | 1 | 50 |  |  |  |  | TRUE | TRUE | Foreign Key | fk AddressSite.SiteId to Site.SiteId | 0..n | AE-DE-02
OrganisationalManagement | Contact | ContactId | Unique identifier either coming from previous system otherwise it needs to be defined | string |  |  | 1 | 50 |  |  |  |  | TRUE | TRUE |  |  |  | BP-00441
OrganisationalManagement | Contact | OrganisationId | Link to organisation | string |  |  | 1 | 50 |  |  |  |  | FALSE | FALSE | Foreign Key | fk Contact.OrganisationId to Organisation.OrganisationId | 0..n | BM2016271
OrganisationalManagement | Contact | Salutation | Title of Business Partner | string |  |  | 1 | 50 |  |  |  |  | FALSE | FALSE |  |  |  | Dipl. -Ing.
OrganisationalManagement | Contact | JobTitle | Job title of the contact to make sure the contact is addressed correctly in sales calls, email, and marketing campaigns | string |  |  | 1 | 50 |  |  |  |  | FALSE | FALSE |  |  |  | Head of sales
OrganisationalManagement | Contact | FirstName | First Name of Business Partner or responsible contact person | string |  |  | 1 | 100 |  |  |  |  | TRUE | FALSE |  |  |  | Randolph
OrganisationalManagement | Contact | LastName | Surname of Business Partner or responsible contact person | string |  |  | 1 | 100 |  |  |  |  | TRUE | FALSE |  |  |  | Müller
OrganisationalManagement | Contact | EmployeeId | Employee ID or number for the contact for reference in orders, service cases, or other communications with the contact's organisation | string |  |  | 1 | 50 |  |  |  |  | FALSE | FALSE |  |  |  | E-172831
OrganisationalManagement | Contact | Email | Email address of contact person | string |  |  | 1 | 100 |  |  |  |  | FALSE | FALSE |  |  |  | mueller@google.com
OrganisationalManagement | Contact | Telephone | Phone number of contact person | string |  |  | 1 | 50 |  |  |  |  | FALSE | FALSE |  |  |  | 017663425123
OrganisationalManagement | Contact | Fax | Fax number of contact person | string |  |  | 1 | 50 |  |  |  |  | FALSE | FALSE |  |  |  | 22228888
OrganisationalManagement | Contact | ValidFrom | For internal reference to recored employed since in yyyy-mm-ddThh:mm:ssZ form (conform to ISO 8061) | date-time | [8 empty] | FALSE | FALSE
OrganisationalManagement | Contact | ValidUntil | For internal reference to recored employed until in yyyy-mm-ddThh:mm:ssZ form (conform to ISO 8061) | date-time | [8 empty] | FALSE | FALSE
OrganisationalManagement | GeoCoordinate | GeoCoordinateId | Unique identifier either coming from previous system otherwise it needs to be defined | string |  |  | 1 | 50 |  |  |  |  | TRUE | TRUE |  |  |  | AD-9281928
OrganisationalManagement | GeoCoordinate | AddressId | Unique identifier either coming from previous system otherwise it needs to be defined | string |  |  | 1 | 50 |  |  |  |  | TRUE | FALSE | Foreign Key | fk GeoCoordinate.AddressId to Address.AddressId | 0..n | AD-9281928
OrganisationalManagement | GeoCoordinate | CoordinateReferenceSystem | Specific coordinate reference system used | string |  |  | 1 | 50 |  |  |  |  | FALSE | FALSE
OrganisationalManagement | GeoCoordinate | Latitude | Latitude coordinate in case of geographic coordinates | number | 10 | 8 | [6 empty] | FALSE | FALSE |  |  |  | 388951
OrganisationalManagement | GeoCoordinate | Longitude | Longitude coordinate in case of geographic coordinates | number | 11 | 8 | [6 empty] | FALSE | FALSE |  |  |  | -770364
OrganisationalManagement | Organisation | OrganisationId | Unique identifier either coming from previous system otherwise it needs to be defined | string |  |  | 1 | 50 |  |  |  |  | TRUE | TRUE |  |  |  | BM2016271
OrganisationalManagement | Organisation | ParentId | Parent (guid or id) of entity | string |  |  | 1 | 50 |  |  |  |  | FALSE | FALSE |  |  |  | BM2016271
OrganisationalManagement | Organisation | Name | Name of organization | string |  |  | 1 | 200 |  |  |  |  | TRUE | FALSE |  |  |  | BuildingMinds
OrganisationalManagement | Organisation | Industry | Industry of organisation | string |  |  | 1 | 50 |  |  |  |  | FALSE | FALSE |  |  |  | Service Provider
OrganisationalManagement | Organisation | Email | Email address of contact person | string |  |  | 1 | 100 |  |  |  |  | FALSE | FALSE |  |  |  | test@google.com
OrganisationalManagement | Organisation | Telephone | Phone number of contact person | string |  |  | 1 | 50 |  |  |  |  | FALSE | FALSE |  |  |  | 112
OrganisationalManagement | Organisation | Fax | Fax number of contact person | string |  |  | 1 | 50 |  |  |  |  | FALSE | FALSE |  |  |  | 22228888
OrganisationalManagement | Organisation | VatNumber | Vat number of organisation | string |  |  | 1 | 50 |  |  |  |  | FALSE | FALSE |  |  |  | DE123456789
OrganisationalManagement | Organisation | LegalEntity | Is the organisation an legal entity (Y/N) | boolean | [8 empty] | FALSE | FALSE |  |  |  | true
OrganisationalManagement | Organisation | FiscalYearStartDate | Start date of fiscal year for organisation in yyyy-mm-ddThh:mm:ssZ form (conform to ISO 8061) | date-time | [8 empty] | FALSE | FALSE
OrganisationalManagement | Organisation | ValidFrom | Valid from information in yyyy-mm-ddThh:mm:ssZ form (conform to ISO 8061) | date-time | [8 empty] | FALSE | FALSE
OrganisationalManagement | Organisation | ValidUntil | Valid until information in yyyy-mm-ddThh:mm:ssZ form (conform to ISO 8061) | date-time | [8 empty] | FALSE | FALSE
OrganisationalManagement | Role | RoleId | Unique identifier either coming from previous system otherwise it needs to be defined | string |  |  | 1 | 50 |  |  |  |  | TRUE | TRUE |  |  |  | R-01
OrganisationalManagement | Role | Type | Type of role | string |  |  | 1 | 75 |  |  |  |  | TRUE | FALSE
OrganisationalManagement | RoleBuildingContact | RoleId | Unique identifier either coming from previous system otherwise it needs to be defined | string |  |  | 1 | 50 |  |  |  |  | TRUE | TRUE | Foreign Key | fk RoleBuildingContact.RoleId to Role.RoleId | 0..n | R-01
OrganisationalManagement | RoleBuildingContact | BuildingId | Unique identifier either coming from previous system otherwise it needs to be defined | string |  |  | 1 | 50 |  |  |  |  | TRUE | TRUE | Foreign Key | fk RoleBuildingContact.BuildingId to Building.BuildingId | 0..n | SE-CH-2341
OrganisationalManagement | RoleBuildingContact | ContactId | Unique identifier either coming from previous system otherwise it needs to be defined | string |  |  | 1 | 50 |  |  |  |  | TRUE | TRUE | Foreign Key | fk RoleBuildingContact.ContactId to Contact.ContactId | 0..n | BP-00441
OrganisationalManagement | RoleBuildingOrganisation | RoleId | Unique identifier either coming from previous system otherwise it needs to be defined | string |  |  | 1 | 50 |  |  |  |  | TRUE | TRUE | Foreign Key | fk RoleBuildingOrganisation.RoleId to Role.RoleId | 0..n | R-01
OrganisationalManagement | RoleBuildingOrganisation | BuildingId | Unique identifier either coming from previous system otherwise it needs to be defined | string |  |  | 1 | 50 |  |  |  |  | TRUE | TRUE | Foreign Key | fk RoleBuildingOrganisation.BuildingId to Building.BuildingId | 0..n | SE-CH-2341
OrganisationalManagement | RoleBuildingOrganisation | OrganisationId | Unique identifier either coming from previous system otherwise it needs to be defined | string |  |  | 1 | 50 |  |  |  |  | TRUE | TRUE | Foreign Key | fk RoleBuildingOrganisation.OrganisationId to Organisation.OrganisationId | 0..n | BM2016271
OrganisationalManagement | RoleComponentContact | RoleId | Unique identifier either coming from previous system otherwise it needs to be defined | string |  |  | 1 | 50 |  |  |  |  | TRUE | TRUE | Foreign Key | fk RoleComponentContact.RoleId to Role.RoleId | 0..n | R-01
OrganisationalManagement | RoleComponentContact | ComponentId | Unique identifier either coming from previous system otherwise it needs to be defined | string |  |  | 1 | 50 |  |  |  |  | TRUE | TRUE | Foreign Key | fk RoleComponentContact.ComponentId to Component.ComponentId | 0..n | C-01
OrganisationalManagement | RoleComponentContact | ContactId | Unique identifier either coming from previous system otherwise it needs to be defined | string |  |  | 1 | 50 |  |  |  |  | TRUE | TRUE | Foreign Key | fk RoleComponentContact.ContactId to Contact.ContactId | 0..n | BP-00441
OrganisationalManagement | RoleComponentOrganisation | RoleId | Unique identifier either coming from previous system otherwise it needs to be defined | string |  |  | 1 | 50 |  |  |  |  | TRUE | TRUE | Foreign Key | fk RoleComponentOrganisation.RoleId to Role.RoleId | 0..n | R-01
OrganisationalManagement | RoleComponentOrganisation | ComponentId | Unique identifier either coming from previous system otherwise it needs to be defined | string |  |  | 1 | 50 |  |  |  |  | TRUE | TRUE | Foreign Key | fk RoleComponentOrganisation.ComponentId to Component.ComponentId | 0..n | C-01
OrganisationalManagement | RoleComponentOrganisation | OrganisationId | Unique identifier either coming from previous system otherwise it needs to be defined | string |  |  | 1 | 50 |  |  |  |  | TRUE | TRUE | Foreign Key | fk RoleComponentOrganisation.OrganisationId to Organisation.OrganisationId | 0..n | BM2016271
OrganisationalManagement | RoleComponentTypeContact | RoleId | Unique identifier either coming from previous system otherwise it needs to be defined | string |  |  | 1 | 50 |  |  |  |  | TRUE | TRUE | Foreign Key | fk RoleComponentTypeContact.RoleId to Role.RoleId | 0..n | R-01
OrganisationalManagement | RoleComponentTypeContact | ComponentTypeId | Unique identifier either coming from previous system otherwise it needs to be defined | string |  |  | 1 | 50 |  |  |  |  | TRUE | TRUE | Foreign Key | fk RoleComponentTypeContact.ComponentTypeId to ComponentType.ComponentTypeId | 0..n | T-2615
OrganisationalManagement | RoleComponentTypeContact | ContactId | Unique identifier either coming from previous system otherwise it needs to be defined | string |  |  | 1 | 50 |  |  |  |  | TRUE | TRUE | Foreign Key | fk RoleComponentTypeContact.ContactId to Contact.ContactId | 0..n | BP-00441
OrganisationalManagement | RoleComponentTypeOrganisation | RoleId | Unique identifier either coming from previous system otherwise it needs to be defined | string |  |  | 1 | 50 |  |  |  |  | TRUE | TRUE | Foreign Key | fk RoleComponentTypeOrganisation.RoleId to Role.RoleId | 0..n | R-01
OrganisationalManagement | RoleComponentTypeOrganisation | ComponentTypeId | Unique identifier either coming from previous system otherwise it needs to be defined | string |  |  | 1 | 50 |  |  |  |  | TRUE | TRUE | Foreign Key | fk RoleComponentTypeOrganisation.ComponentTypeId to ComponentType.ComponentTypeId | 0..n | T-2615
OrganisationalManagement | RoleComponentTypeOrganisation | OrganisationId | Unique identifier either coming from previous system otherwise it needs to be defined | string |  |  | 1 | 50 |  |  |  |  | TRUE | TRUE | Foreign Key | fk RoleComponentTypeOrganisation.OrganisationId to Organisation.OrganisationId | 0..n | BM2016271
OrganisationalManagement | RoleEmissionFactorContact | RoleId | Link to role | string |  |  | 1 | 50 |  |  |  |  | TRUE | TRUE | Foreign Key | fk RoleEmissionFactorContact.RoleId to Role.RoleId | 0..1 | R-01
OrganisationalManagement | RoleEmissionFactorContact | EmissionFactorId | Unique identifier either coming from previous system otherwise it needs to be define | string |  |  | 36 | 36 |  |  |  |  | TRUE | TRUE | Foreign Key | fk RoleEmissionFactorContact.EmissionFactorId to EmissionFactor.EmissionFactorId | 0..1 | eb40c43b-8950-47b5-902f-0adac685f19e
OrganisationalManagement | RoleEmissionFactorContact | ContactId | Unique identifier either coming from previous system otherwise it needs to be defined | string |  |  | 1 | 50 |  |  |  |  | TRUE | TRUE | Foreign Key | fk RoleEmissionFactorContact.ContactId to Contact.ContactId | 0..1 | BP-00441
OrganisationalManagement | RoleEmissionFactorOrganisation | RoleId | Link to role | string |  |  | 1 | 50 |  |  |  |  | TRUE | TRUE | Foreign Key | fk RoleEmissionFactorOrganisation.RoleId to Role.RoleId | 0..1 | R-01
OrganisationalManagement | RoleEmissionFactorOrganisation | EmissionFactorId | Unique identifier either coming from previous system otherwise it needs to be define | string |  |  | 36 | 36 |  |  |  |  | TRUE | TRUE | Foreign Key | fk RoleEmissionFactorOrganisation.EmissionFactorId to EmissionFactor.EmissionFactorId | 0..1 | eb40c43b-8950-47b5-902f-0adac685f19e
OrganisationalManagement | RoleEmissionFactorOrganisation | OrganisationId | Unique identifier either coming from previous system otherwise it needs to be defined | string |  |  | 1 | 50 |  |  |  |  | TRUE | TRUE | Foreign Key | fk RoleEmissionFactorOrganisation.OrganisationId to Organisation.OrganisationId | 0..1 | BM2016271
OrganisationalManagement | RoleLandContact | RoleId | Unique identifier either coming from previous system otherwise it needs to be defined | string |  |  | 1 | 50 |  |  |  |  | TRUE | TRUE | Foreign Key | fk RoleLandContact.RoleId to Role.RoleId | 0..n | R-01
OrganisationalManagement | RoleLandContact | LandId | Unique identifier either coming from previous system otherwise it needs to be defined | string |  |  | 1 | 50 |  |  |  |  | TRUE | TRUE | Foreign Key | fk RoleLandContact.LandId to Land.LandId | 0..n | RE-AT-05
OrganisationalManagement | RoleLandContact | ContactId | Unique identifier either coming from previous system otherwise it needs to be defined | string |  |  | 1 | 50 |  |  |  |  | TRUE | TRUE | Foreign Key | fk RoleLandContact.ContactId to Contact.ContactId | 0..n | BP-00441
OrganisationalManagement | RoleLandOrganisation | RoleId | Unique identifier either coming from previous system otherwise it needs to be defined | string |  |  | 1 | 50 |  |  |  |  | TRUE | TRUE | Foreign Key | fk RoleLandOrganisation.RoleId to Role.RoleId | 0..n | R-01
OrganisationalManagement | RoleLandOrganisation | LandId | Unique identifier either coming from previous system otherwise it needs to be defined | string |  |  | 1 | 50 |  |  |  |  | TRUE | TRUE | Foreign Key | fk RoleLandOrganisation.LandId to Land.LandId | 0..n | RE-AT-05
OrganisationalManagement | RoleLandOrganisation | OrganisationId | Unique identifier either coming from previous system otherwise it needs to be defined | string |  |  | 1 | 50 |  |  |  |  | TRUE | TRUE | Foreign Key | fk RoleLandOrganisation.OrganisationId to Organisation.OrganisationId | 0..n | BM2016271
OrganisationalManagement | RoleOperationalMeasurementContact | RoleId | Unique identifier either coming from previous system otherwise it needs to be defined | string |  |  | 1 | 50 |  |  |  |  | TRUE | TRUE | Foreign Key | fk RoleOperationalMeasurementContact.RoleId to Role.RoleId | 0..1 | R-01
OrganisationalManagement | RoleOperationalMeasurementContact | OperationalMeasurementId | Unique identifier either coming from previous system otherwise it needs to be define | string |  |  | 36 | 36 |  |  |  |  | TRUE | TRUE | Foreign Key | fk RoleOperationalMeasurementContact.OperationalMeasurementId to OperationalMeasurement.OperationalMeasurementId | 0..1 | 271ef573-3521-474a-a3de-08c32b8156d6
OrganisationalManagement | RoleOperationalMeasurementContact | ContactId | Unique identifier either coming from previous system otherwise it needs to be defined | string |  |  | 1 | 50 |  |  |  |  | TRUE | TRUE | Foreign Key | fk RoleOperationalMeasurementContact.ContactId to Contact.ContactId | 0..1 | BP-00441
OrganisationalManagement | RoleOperationalMeasurementOrganisation | RoleId | Unique identifier either coming from previous system otherwise it needs to be defined | string |  |  | 1 | 50 |  |  |  |  | TRUE | TRUE | Foreign Key | fk RoleOperationalMeasurementOrganisation.RoleId to Role.RoleId | 0..1 | R-01
OrganisationalManagement | RoleOperationalMeasurementOrganisation | OperationalMeasurementId | Unique identifier either coming from previous system otherwise it needs to be define | string |  |  | 36 | 36 |  |  |  |  | TRUE | TRUE | Foreign Key | fk RoleOperationalMeasurementOrganisation.OperationalMeasurementId to OperationalMeasurement.OperationalMeasurementId | 0..1 | 271ef573-3521-474a-a3de-08c32b8156d6
OrganisationalManagement | RoleOperationalMeasurementOrganisation | OrganisationId | Unique identifier either coming from previous system otherwise it needs to be defined | string |  |  | 1 | 50 |  |  |  |  | TRUE | TRUE | Foreign Key | fk RoleOperationalMeasurementOrganisation.OrganisationId to Organisation.OrganisationId | 0..1 | BM2016271
OrganisationalManagement | RolePortfolioContact | RoleId | Unique identifier either coming from previous system otherwise it needs to be defined | string |  |  | 1 | 50 |  |  |  |  | TRUE | TRUE | Foreign Key | fk RolePortfolioContact.RoleId to Role.RoleId | 0..n | R-01
OrganisationalManagement | RolePortfolioContact | PortfolioId | Unique identifier either coming from previous system otherwise it needs to be defined | string |  |  | 1 | 50 |  |  |  |  | TRUE | TRUE | Foreign Key | fk RolePortfolioContact.PortfolioId to Portfolio.PortfolioId | 0..n | PF-03-01
OrganisationalManagement | RolePortfolioContact | ContactId | Unique identifier either coming from previous system otherwise it needs to be defined | string |  |  | 1 | 50 |  |  |  |  | TRUE | TRUE | Foreign Key | fk RolePortfolioContact.ContactId to Contact.ContactId | 0..n | BP-00441
OrganisationalManagement | RolePortfolioOrganisation | RoleId | Unique identifier either coming from previous system otherwise it needs to be defined | string |  |  | 1 | 50 |  |  |  |  | TRUE | TRUE | Foreign Key | fk RolePortfolioOrganisation.RoleId to Role.RoleId | 0..n | R-01
OrganisationalManagement | RolePortfolioOrganisation | PortfolioId | Unique identifier either coming from previous system otherwise it needs to be defined | string |  |  | 1 | 50 |  |  |  |  | TRUE | TRUE | Foreign Key | fk RolePortfolioOrganisation.PortfolioId to Portfolio.PortfolioId | 0..n | PF-03-01
OrganisationalManagement | RolePortfolioOrganisation | OrganisationId | Unique identifier either coming from previous system otherwise it needs to be defined | string |  |  | 1 | 50 |  |  |  |  | TRUE | TRUE | Foreign Key | fk RolePortfolioOrganisation.OrganisationId to Organisation.OrganisationId | 0..n | BM2016271
OrganisationalManagement | RolePortfolioStrategyContact | RoleId | Unique identifier either coming from previous system otherwise it needs to be defined | string |  |  | 1 | 50 |  |  |  |  | TRUE | TRUE | Foreign Key | fk RolePortfolioStrategyContact.RoleId to Role.RoleId | 0..n | R-01
OrganisationalManagement | RolePortfolioStrategyContact | PortfolioStrategyId | Unique identifier either coming from previous system otherwise it needs to be defined | string |  |  | 1 | 50 |  |  |  |  | TRUE | TRUE | Foreign Key | fk RolePortfolioStrategyContact.PortfolioStrategyId to PortfolioStrategy.PortfolioStrategyId | 0..n | x01
OrganisationalManagement | RolePortfolioStrategyContact | ContactId | Unique identifier either coming from previous system otherwise it needs to be defined | string |  |  | 1 | 50 |  |  |  |  | TRUE | TRUE | Foreign Key | fk RolePortfolioStrategyContact.ContactId to Contact.ContactId | 0..n | BP-00441
OrganisationalManagement | RolePortfolioStrategyOrganisation | RoleId | Unique identifier either coming from previous system otherwise it needs to be defined | string |  |  | 1 | 50 |  |  |  |  | TRUE | TRUE | Foreign Key | fk RolePortfolioStrategyOrganisation.RoleId to Role.RoleId | 0..n | R-01
OrganisationalManagement | RolePortfolioStrategyOrganisation | PortfolioStrategyId | Unique identifier either coming from previous system otherwise it needs to be defined | string |  |  | 1 | 50 |  |  |  |  | TRUE | TRUE | Foreign Key | fk RolePortfolioStrategyOrganisation.PortfolioStrategyId to PortfolioStrategy.PortfolioStrategyId | 0..n | x01
OrganisationalManagement | RolePortfolioStrategyOrganisation | OrganisationId | Unique identifier either coming from previous system otherwise it needs to be defined | string |  |  | 1 | 50 |  |  |  |  | TRUE | TRUE | Foreign Key | fk RolePortfolioStrategyOrganisation.OrganisationId to Organisation.OrganisationId | 0..n | BM2016271
OrganisationalManagement | RoleRentalContractContact | RoleId | Unique identifier either coming from previous system otherwise it needs to be defined | string |  |  | 1 | 50 |  |  |  |  | TRUE | TRUE | Foreign Key | fk RoleRentalContractContact.RoleId to Role.RoleId | 0..n | R-01
OrganisationalManagement | RoleRentalContractContact | RentalContractId | Unique identifier either coming from previous system otherwise it needs to be defined | string |  |  | 1 | 50 |  |  |  |  | TRUE | TRUE | Foreign Key | fk RoleRentalContractContact.RentalContractId to RentalContract.RentalContractId | 0..n | RC-6271
OrganisationalManagement | RoleRentalContractContact | ContactId | Unique identifier either coming from previous system otherwise it needs to be defined | string |  |  | 1 | 50 |  |  |  |  | TRUE | TRUE | Foreign Key | fk RoleRentalContractContact.ContactId to Contact.ContactId | 0..n | BP-00441
OrganisationalManagement | RoleRentalContractOrganisation | RoleId | Unique identifier either coming from previous system otherwise it needs to be defined | string |  |  | 1 | 50 |  |  |  |  | TRUE | TRUE | Foreign Key | fk RoleRentalContractOrganisation.RoleId to Role.RoleId | 0..n | R-01
OrganisationalManagement | RoleRentalContractOrganisation | RentalContractId | Unique identifier either coming from previous system otherwise it needs to be defined | string |  |  | 1 | 50 |  |  |  |  | TRUE | TRUE | Foreign Key | fk RoleRentalContractOrganisation.RentalContractId to RentalContract.RentalContractId | 0..n | RC-6271
OrganisationalManagement | RoleRentalContractOrganisation | OrganisationId | Unique identifier either coming from previous system otherwise it needs to be defined | string |  |  | 1 | 50 |  |  |  |  | TRUE | TRUE | Foreign Key | fk RoleRentalContractOrganisation.OrganisationId to Organisation.OrganisationId | 0..n | BM2016271
OrganisationalManagement | RoleRentalUnitContact | RoleId | Unique identifier either coming from previous system otherwise it needs to be defined | string |  |  | 1 | 50 |  |  |  |  | TRUE | TRUE | Foreign Key | fk RoleRentalUnitContact.RoleId to Role.RoleId | 0..n | R-01
OrganisationalManagement | RoleRentalUnitContact | RentalUnitId | Unique identifier either coming from previous system otherwise it needs to be defined | string |  |  | 1 | 50 |  |  |  |  | TRUE | TRUE | Foreign Key | fk RoleRentalUnitContact.RentalUnitId to RentalUnit.RentalUnitId | 0..n | B-RU-10293
OrganisationalManagement | RoleRentalUnitContact | ContactId | Unique identifier either coming from previous system otherwise it needs to be defined | string |  |  | 1 | 50 |  |  |  |  | TRUE | TRUE | Foreign Key | fk RoleRentalUnitContact.ContactId to Contact.ContactId | 0..n | BP-00441
OrganisationalManagement | RoleRentalUnitOrganisation | RoleId | Unique identifier either coming from previous system otherwise it needs to be defined | string |  |  | 1 | 50 |  |  |  |  | TRUE | TRUE | Foreign Key | fk RoleRentalUnitOrganisation.RoleId to Role.RoleId | 0..n | R-01
OrganisationalManagement | RoleRentalUnitOrganisation | RentalUnitId | Unique identifier either coming from previous system otherwise it needs to be defined | string |  |  | 1 | 50 |  |  |  |  | TRUE | TRUE | Foreign Key | fk RoleRentalUnitOrganisation.RentalUnitId to RentalUnit.RentalUnitId | 0..n | B-RU-10293
OrganisationalManagement | RoleRentalUnitOrganisation | OrganisationId | Unique identifier either coming from previous system otherwise it needs to be defined | string |  |  | 1 | 50 |  |  |  |  | TRUE | TRUE | Foreign Key | fk RoleRentalUnitOrganisation.OrganisationId to Organisation.OrganisationId | 0..n | BM2016271
OrganisationalManagement | RoleSiteContact | RoleId | Unique identifier either coming from previous system otherwise it needs to be defined | string |  |  | 1 | 50 |  |  |  |  | TRUE | TRUE | Foreign Key | fk RoleSiteContact.RoleId to Role.RoleId | 0..n | R-01
OrganisationalManagement | RoleSiteContact | SiteId | Unique identifier either coming from previous system otherwise it needs to be defined | string |  |  | 1 | 50 |  |  |  |  | TRUE | TRUE | Foreign Key | fk RoleSiteContact.SiteId to Site.SiteId | 0..n | AE-DE-02
OrganisationalManagement | RoleSiteContact | ContactId | Unique identifier either coming from previous system otherwise it needs to be defined | string |  |  | 1 | 50 |  |  |  |  | TRUE | TRUE | Foreign Key | fk RoleSiteContact.ContactId to Contact.ContactId | 0..n | BP-00441
OrganisationalManagement | RoleSiteOrganisation | RoleId | Unique identifier either coming from previous system otherwise it needs to be defined | string |  |  | 1 | 50 |  |  |  |  | TRUE | TRUE | Foreign Key | fk RoleSiteOrganisation.RoleId to Role.RoleId | 0..n | R-01
OrganisationalManagement | RoleSiteOrganisation | SiteId | Unique identifier either coming from previous system otherwise it needs to be defined | string |  |  | 1 | 50 |  |  |  |  | TRUE | TRUE | Foreign Key | fk RoleSiteOrganisation.SiteId to Site.SiteId | 0..n | AE-DE-02
OrganisationalManagement | RoleSiteOrganisation | OrganisationId | Unique identifier either coming from previous system otherwise it needs to be defined | string |  |  | 1 | 50 |  |  |  |  | TRUE | TRUE | Foreign Key | fk RoleSiteOrganisation.OrganisationId to Organisation.OrganisationId | 0..n | BM2016271
OrganisationalManagement | RoleSystemContact | RoleId | Unique identifier either coming from previous system otherwise it needs to be defined | string |  |  | 1 | 50 |  |  |  |  | TRUE | TRUE | Foreign Key | fk RoleSystemContact.RoleId to Role.RoleId | 0..n | R-01
OrganisationalManagement | RoleSystemContact | SystemId | Unique identifier either coming from previous system otherwise it needs to be defined | string |  |  | 1 | 50 |  |  |  |  | TRUE | TRUE | Foreign Key | fk RoleSystemContact.SystemId to System.SystemId | 0..n | S-17281
OrganisationalManagement | RoleSystemContact | ContactId | Unique identifier either coming from previous system otherwise it needs to be defined | string |  |  | 1 | 50 |  |  |  |  | TRUE | TRUE | Foreign Key | fk RoleSystemContact.ContactId to Contact.ContactId | 0..n | BP-00441
OrganisationalManagement | RoleSystemOrganisation | RoleId | Unique identifier either coming from previous system otherwise it needs to be defined | string |  |  | 1 | 50 |  |  |  |  | TRUE | TRUE | Foreign Key | fk RoleSystemOrganisation.RoleId to Role.RoleId | 0..n | R-01
OrganisationalManagement | RoleSystemOrganisation | SystemId | Unique identifier either coming from previous system otherwise it needs to be defined | string |  |  | 1 | 50 |  |  |  |  | TRUE | TRUE | Foreign Key | fk RoleSystemOrganisation.SystemId to System.SystemId | 0..n | S-17281
OrganisationalManagement | RoleSystemOrganisation | OrganisationId | Unique identifier either coming from previous system otherwise it needs to be defined | string |  |  | 1 | 50 |  |  |  |  | TRUE | TRUE | Foreign Key | fk RoleSystemOrganisation.OrganisationId to Organisation.OrganisationId | 0..n | BM2016271
OrganisationalManagement | RoleTenantCommunicationContact | RoleId | Unique identifier either coming from previous system otherwise it needs to be defined | string |  |  | 1 | 50 |  |  |  |  | TRUE | TRUE | Foreign Key | fk RoleTenantCommunicationContact.RoleId to Role.RoleId | 0..n | R-01
OrganisationalManagement | RoleTenantCommunicationContact | TenantCommunicationId | Unique identifier either coming from previous system otherwise it needs to be defined | string |  |  | 1 | 50 |  |  |  |  | TRUE | TRUE | Foreign Key | fk RoleTenantCommunicationContact.TenantCommunicationId to TenantCommunication.TenantCommunicationId | 0..n | TC-20561
OrganisationalManagement | RoleTenantCommunicationContact | ContactId | Unique identifier either coming from previous system otherwise it needs to be defined | string |  |  | 1 | 50 |  |  |  |  | TRUE | TRUE | Foreign Key | fk RoleTenantCommunicationContact.ContactId to Contact.ContactId | 0..n | BP-00441
OrganisationalManagement | RoleTenantCommunicationOrganisation | RoleId | Unique identifier either coming from previous system otherwise it needs to be defined | string |  |  | 1 | 50 |  |  |  |  | TRUE | TRUE | Foreign Key | fk RoleTenantCommunicationOrganisation.RoleId to Role.RoleId | 0..n | R-01
OrganisationalManagement | RoleTenantCommunicationOrganisation | TenantCommunicationId | Unique identifier either coming from previous system otherwise it needs to be defined | string |  |  | 1 | 50 |  |  |  |  | TRUE | TRUE | Foreign Key | fk RoleTenantCommunicationOrganisation.TenantCommunicationId to TenantCommunication.TenantCommunicationId | 0..n | TC-20561
OrganisationalManagement | RoleTenantCommunicationOrganisation | OrganisationId | Unique identifier either coming from previous system otherwise it needs to be defined | string |  |  | 1 | 50 |  |  |  |  | TRUE | TRUE | Foreign Key | fk RoleTenantCommunicationOrganisation.OrganisationId to Organisation.OrganisationId | 0..n | BM2016271
OrganisationalManagement | RoleValuationContact | RoleId | Unique identifier either coming from previous system otherwise it needs to be defined | string |  |  | 1 | 50 |  |  |  |  | TRUE | TRUE | Foreign Key | fk RoleValuationContact.RoleId to Role.RoleId | 0..n | R-01
OrganisationalManagement | RoleValuationContact | ValuationId | Unique identifier either coming from previous system otherwise it needs to be defined | string |  |  | 1 | 50 |  |  |  |  | TRUE | TRUE | Foreign Key | fk RoleValuationContact.ValuationId to Valuation.ValuationId | 0..n | V021
OrganisationalManagement | RoleValuationContact | ContactId | Unique identifier either coming from previous system otherwise it needs to be defined | string |  |  | 1 | 50 |  |  |  |  | TRUE | TRUE | Foreign Key | fk RoleValuationContact.ContactId to Contact.ContactId | 0..n | BP-00441
OrganisationalManagement | RoleValuationOrganisation | RoleId | Unique identifier either coming from previous system otherwise it needs to be defined | string |  |  | 1 | 50 |  |  |  |  | TRUE | TRUE | Foreign Key | fk RoleValuationOrganisation.RoleId to Role.RoleId | 0..n | R-01
OrganisationalManagement | RoleValuationOrganisation | ValuationId | Unique identifier either coming from previous system otherwise it needs to be defined | string |  |  | 1 | 50 |  |  |  |  | TRUE | TRUE | Foreign Key | fk RoleValuationOrganisation.ValuationId to Valuation.ValuationId | 0..n | V021
OrganisationalManagement | RoleValuationOrganisation | OrganisationId | Unique identifier either coming from previous system otherwise it needs to be defined | string |  |  | 1 | 50 |  |  |  |  | TRUE | TRUE | Foreign Key | fk RoleValuationOrganisation.OrganisationId to Organisation.OrganisationId | 0..n | BM2016271
EnergyAndResources | SustainabilityIndicatorEmissionFactor | SustainabilityIndicatorId | Unique identifier either coming from previous system otherwise it needs to be define | string |  |  | 36 | 36 |  |  |  |  | TRUE | TRUE | Foreign Key | fk SustainabilityIndicatorEmissionFactor.SustainabilityIndicatorId to SustainabilityIndicator.SustainabilityIndicatorId | 0..1 | 8462d997-6fd2-439e-88d0-d3b2e19517c8
EnergyAndResources | SustainabilityIndicatorEmissionFactor | EmissionFactorId | Unique identifier either coming from previous system otherwise it needs to be define | string |  |  | 36 | 36 |  |  |  |  | TRUE | TRUE | Foreign Key | fk SustainabilityIndicatorEmissionFactor.EmissionFactorId to EmissionFactor.EmissionFactorId | 0..n | eb40c43b-8950-47b5-902f-0adac685f19e
DigitalTwin | Ups | UpsId | Unique identifier either coming from previous system otherwise it needs to be defined | string |  |  | 1 | 50 |  |  |  |  | TRUE | TRUE |  |  |  | T-2615
DigitalTwin | Ups | ComponentTypeId | Unique identifier either coming from previous system otherwise it needs to be defined | string |  |  | 1 | 50 |  |  |  |  | TRUE | FALSE | Foreign Key | fk Ups.ComponentTypeId to ComponentType.ComponentTypeId | 0..n | T-2615
DigitalTwin | Ups | PowerOutputKva | Power output | number | 19 | 6 | [5 empty] | kVA | FALSE | FALSE |  |  |  | 12
DigitalTwin | Ups | PowerOutput | Power output | number | 19 | 6 | [5 empty] | kW | FALSE | FALSE |  |  |  | 12
DigitalTwin | Ups | OutputVoltage | Output voltage | number | 19 | 6 | [5 empty] | V | FALSE | FALSE |  |  |  | 220
DigitalTwin | Ups | OutputPhases | Output phases | string |  |  | 1 | 50 |  |  |  |  | FALSE | FALSE
DigitalTwin | Ups | InputVoltage | Input voltage | number | 19 | 6 | [5 empty] | V | FALSE | FALSE |  |  |  | 220
DigitalTwin | Ups | InputPhases | Input phases | string |  |  | 1 | 50 |  |  |  |  | FALSE | FALSE
DigitalTwin | UrinalFlushometer | UrinalFlushometerId | Unique identifier either coming from previous system otherwise it needs to be defined | string |  |  | 1 | 50 |  |  |  |  | TRUE | TRUE |  |  |  | UF-1
DigitalTwin | UrinalFlushometer | ComponentTypeId | Unique identifier either coming from previous system otherwise it needs to be defined | string |  |  | 1 | 50 |  |  |  |  | TRUE | FALSE | Foreign Key | fk UrinalFlushometer.ComponentTypeId to ComponentType.ComponentTypeId | 0..n | T-2615
DigitalTwin | UrinalFlushometer | WaterPerFlush | Water per flush | number | 19 | 6 | [5 empty] | l | FALSE | FALSE |  |  |  | 10
DigitalTwin | UrinalFlushometer | InstallationType | Installation type | string |  |  | 1 | 50 |  |  |  |  | FALSE | FALSE
DigitalTwin | VariableFrequencyDrive | VariableFrequencyDriveId | Unique identifier either coming from previous system otherwise it needs to be defined | string |  |  | 1 | 50 |  |  |  |  | TRUE | TRUE |  |  |  | T-2615
DigitalTwin | VariableFrequencyDrive | ComponentTypeId | Unique identifier either coming from previous system otherwise it needs to be defined | string |  |  | 1 | 50 |  |  |  |  | TRUE | FALSE | Foreign Key | fk VariableFrequencyDrive.ComponentTypeId to ComponentType.ComponentTypeId | 0..n | T-2615
DigitalTwin | VariableFrequencyDrive | Type | Variable frequency type | string |  |  | 1 | 50 |  |  |  |  | FALSE | FALSE
DigitalTwin | VavBoxReheat | VavBoxReheatId | Unique identifier either coming from previous system otherwise it needs to be defined | string |  |  | 1 | 50 |  |  |  |  | TRUE | TRUE |  |  |  | FPB-2123
DigitalTwin | VavBoxReheat | TerminalUnitId | Unique identifier either coming from previous system otherwise it needs to be defined | string |  |  | 1 | 50 |  |  |  |  | TRUE | FALSE | Foreign Key | fk VavBoxReheat.TerminalUnitId to TerminalUnit.TerminalUnitId | 0..n | HV-1
DigitalTwin | VavBoxReheat | NominalHeatingCapacity | Nominal heating capacity | number | 19 | 6 | [5 empty] | kW | FALSE | FALSE
DigitalTwin | VavBoxReheat | MinAirflowRating | Min flow capacity | number | 19 | 6 | [5 empty] | cubm/h | FALSE | FALSE |  |  |  | 10
DigitalTwin | VavBoxReheat | MaxAirflowRating | Max flow capacity | number | 19 | 6 | [5 empty] | cubm/h | FALSE | FALSE |  |  |  | 150
DigitalTwin | VavBoxReheat | DuctInletShape | Duct inlet shape | number | 19 | 6 | [5 empty] | mm | FALSE | FALSE
DigitalTwin | VavBoxReheat | DuctInletSize | Duct inlet size | number | 19 | 6 | [5 empty] | mm | FALSE | FALSE
DigitalTwin | VavBoxReheat | DuctInletConfiguration | Duct inlet configuration | string |  |  | 1 | 200 |  |  |  |  | FALSE | FALSE
DigitalTwin | VavBoxReheat | DuctInletName | Name of Duct inlet | string |  |  | 1 | 200 |  |  |  |  | FALSE | FALSE |  |  |  | Door
DigitalTwin | VavBoxReheat | DuctInletCommissionDate | Commission date if duct inlet in yyyy-mm-ddThh:mm:ssZ form (conform to ISO 8061) | date-time | [8 empty] | FALSE | FALSE
DigitalTwin | VavBoxReheat | DuctInletExpectedEndOfLife | Expected end of life date in yyyy-mm-ddThh:mm:ssZ form (conform to ISO 8061) | date-time | [8 empty] | FALSE | FALSE
DigitalTwin | VavBoxReheat | DuctInletExpectedReplacementCost | Duct inlet expected replacement costs | number | 28 | 4 |  |  |  | 1 | 999999 |  | FALSE | FALSE |  |  |  | 223.21
DigitalTwin | VavBoxReheat | DuctInletInitialCost | Duct inlet initial cost | number | 28 | 4 |  |  |  | 1 | 999999 |  | FALSE | FALSE |  |  |  | 223.21
DigitalTwin | VavBoxReheat | DuctInletCurrency | Currency | string |  |  | 1 | 50 | AFN ¦ ALL ¦ DZD ¦ USD ¦ EUR ¦ AOA ¦ XCD ¦ ARS ¦ AMD ¦ AWG ¦ AUD ¦ AZN ¦ BSD ¦ BHD ¦ BDT ¦ BBD ¦ BYN ¦ BZD ¦ XOF ¦ BMD ¦ BTN ¦ INR ¦ BOB ¦ BOV ¦ BAM ¦ BWP ¦ NOK ¦ BRL ¦ BND ¦ BGN ¦ BIF ¦ CVE ¦ KHR ¦ XAF ¦ CAD ¦ KYD ¦ CLF ¦ CLP ¦ CNY ¦ COP ¦ COU ¦ KMF ¦ CDF ¦ NZD ¦ CRC ¦ HRK ¦ CUC ¦ CUP ¦ ANG ¦ CZK ¦ DKK ¦ DJF ¦ DOP ¦ EGP ¦ SVC ¦ ERN ¦ ETB ¦ FKP ¦ FJD ¦ XPF ¦ GMD ¦ GEL ¦ GHS ¦ GIP ¦ GTQ ¦ GBP ¦ GNF ¦ GYD ¦ HTG ¦ HNL ¦ HKD ¦ HUF ¦ ISK ¦ IDR ¦ XDR ¦ IRR ¦ IQD ¦ ILS ¦ JMD ¦ JPY ¦ JOD ¦ KZT ¦ KES ¦ KPW ¦ KRW ¦ KWD ¦ KGS ¦ LAK ¦ LBP ¦ LSL ¦ ZAR ¦ LRD ¦ LYD ¦ CHF ¦ MOP ¦ MGA ¦ MWK ¦ MYR ¦ MVR ¦ MRU ¦ MUR ¦ XUA ¦ MXN ¦ MXV ¦ MDL ¦ MNT ¦ MAD ¦ MZN ¦ MMK ¦ NAD ¦ NPR ¦ NIO ¦ NGN ¦ OMR ¦ PKR ¦ PAB ¦ PGK ¦ PYG ¦ PEN ¦ PHP ¦ PLN ¦ QAR ¦ MKD ¦ RON ¦ RUB ¦ RWF ¦ SHP ¦ WST ¦ STN ¦ SAR ¦ RSD ¦ SCR ¦ SLL ¦ SGD ¦ XSU ¦ SBD ¦ SOS ¦ SSP ¦ LKR ¦ SDG ¦ SRD ¦ SZL ¦ SEK ¦ CHE ¦ CHW ¦ SYP ¦ TWD ¦ TJS ¦ TZS ¦ THB ¦ TOP ¦ TTD ¦ TND ¦ TRY ¦ TMT ¦ UGX ¦ UAH ¦ AED ¦ USN ¦ UYI ¦ UYU ¦ UZS ¦ VUV ¦ VEF ¦ VED ¦ VND ¦ YER ¦ ZMW ¦ ZWL |  |  |  | FALSE | FALSE |  |  |  | EUR
DigitalTwin | VavBoxReheat | DuctInletInstallationDate | Duct inlet Installation date in yyyy-mm-ddThh:mm:ssZ form (conform to ISO 8061) | date-time | [8 empty] | FALSE | FALSE
DigitalTwin | VavBoxReheat | DuctInletMaintenanceInterval | Duct inlet maintenance interval either as string: monthly, quarterly, etc. or as month | string |  |  | 1 | 50 |  |  |  |  | FALSE | FALSE |  |  |  | quarterly
DigitalTwin | VavBoxReheat | DuctInletTurnoverDate | Duct inlet turnover date in yyyy-mm-ddThh:mm:ssZ form (conform to ISO 8061) | date-time | [8 empty] | FALSE | FALSE
DigitalTwin | VavBoxReheat | DuctInletModel | Duct inlet model number | string |  |  | 1 | 200 |  |  |  |  | FALSE | FALSE |  |  |  | 17240-K28-910
DigitalTwin | VavBoxReheat | DuctInletTagNumber | Tag number | string |  |  | 1 | 50 |  |  |  |  | FALSE | FALSE |  |  |  | 271836
DigitalTwin | VavBoxReheat | DuctInletSerialNumber | Serial number of component | string |  |  | 1 | 50 |  |  |  |  | FALSE | FALSE |  |  |  | DI2718
DigitalTwin | VavBoxReheat | ReHeatingType | Re heating type | string |  |  | 1 | 50 |  |  |  |  | FALSE | FALSE
DigitalTwin | VavBoxReheat | ReHeatingOutsideDiameter | Re heating outside diameter | number | 19 | 6 | [5 empty] | mm | FALSE | FALSE
DigitalTwin | VavBoxReheat | ReHeatingName | Re heating name of product | string |  |  | 1 | 200 |  |  |  |  | FALSE | FALSE |  |  |  | Door
DigitalTwin | VavBoxReheat | ReHeatingCommissionDate | Re heating commission date in yyyy-mm-ddThh:mm:ssZ form (conform to ISO 8061) | date-time | [8 empty] | FALSE | FALSE
DigitalTwin | VavBoxReheat | ReHeatingExpectedEndOfLife | Re heating expected end of life date in yyyy-mm-ddThh:mm:ssZ form (conform to ISO 8061) | date-time | [8 empty] | FALSE | FALSE
DigitalTwin | VavBoxReheat | ReHeatingDurationLifeYear | Re heating life span of component in years | integer | [5 empty] | 1 | 99 |  | FALSE | FALSE
DigitalTwin | VavBoxReheat | ReHeatingExpectedReplacementCost | Re heating expected replacement costs | number | 28 | 4 |  |  |  | 1 | 999999 |  | FALSE | FALSE |  |  |  | 223.21
DigitalTwin | VavBoxReheat | ReHeatingInitialCost | Re heating initial cost | number | 28 | 4 |  |  |  | 1 | 999999 |  | FALSE | FALSE |  |  |  | 223.21
DigitalTwin | VavBoxReheat | ReHeatingInstallationDate | Installation date in yyyy-mm-ddThh:mm:ssZ form (conform to ISO 8061) | date-time | [8 empty] | FALSE | FALSE
DigitalTwin | VavBoxReheat | ReHeatingMaintenanceInterval | Re heating maintenance interval either as string: monthly, quarterly, etc. or as month | string |  |  | 1 | 50 |  |  |  |  | FALSE | FALSE |  |  |  | quarterly
DigitalTwin | VavBoxReheat | ReHeatingTurnoverDate | Re heating turnover date in yyyy-mm-ddThh:mm:ssZ form (conform to ISO 8061) | date-time | [8 empty] | FALSE | FALSE
DigitalTwin | VavBoxReheat | ReHeatingModelNumber | Model number of re heating | string |  |  | 1 | 50 |  |  |  |  | FALSE | FALSE |  |  |  | xan51425612
DigitalTwin | VavBoxReheat | ReHeatingTagNumber | Re heating tag number | string |  |  | 1 | 50 |  |  |  |  | FALSE | FALSE |  |  |  | 27465192
DigitalTwin | VavBoxReheat | ReHeatingSerialNumber | Serial number of re heating | string |  |  | 1 | 50 |  |  |  |  | FALSE | FALSE |  |  |  | xan51425612
DigitalTwin | WaterFiltration | WaterFiltrationId | Unique identifier either coming from previous system otherwise it needs to be defined | string |  |  | 1 | 50 |  |  |  |  | TRUE | TRUE |  |  |  | WF-1
DigitalTwin | WaterFiltration | ComponentTypeId | Unique identifier either coming from previous system otherwise it needs to be defined | string |  |  | 1 | 50 |  |  |  |  | TRUE | FALSE | Foreign Key | fk WaterFiltration.ComponentTypeId to ComponentType.ComponentTypeId | 0..n | T-2615
DigitalTwin | WaterFiltration | Type | Water filtration type | string |  |  | 1 | 50 |  |  |  |  | FALSE | FALSE
DigitalTwin | WaterFiltration | TankCapacity | Tank capacity | number | 19 | 6 | [5 empty] | cubm | FALSE | FALSE
DigitalTwin | WaterFiltration | FlowCapacity | Flow capacity | number | 19 | 6 | [5 empty] | cubm/h | FALSE | FALSE |  |  |  | 102
DigitalTwin | WaterFiltration | FiltrationRating | Water filtration rating | string |  |  | 1 | 50 |  |  |  |  | FALSE | FALSE
DigitalTwin | WaterHeater | WaterHeaterId | Unique identifier either coming from previous system otherwise it needs to be defined | string |  |  | 1 | 50 |  |  |  |  | TRUE | TRUE |  |  |  | WH-1
DigitalTwin | WaterHeater | ComponentTypeId | Unique identifier either coming from previous system otherwise it needs to be defined | string |  |  | 1 | 50 |  |  |  |  | TRUE | FALSE | Foreign Key | fk WaterHeater.ComponentTypeId to ComponentType.ComponentTypeId | 0..n | T-2615
DigitalTwin | WaterHeater | Type | Water heater type | string |  |  | 1 | 50 |  |  |  |  | FALSE | FALSE
DigitalTwin | WaterHeater | FirstHourDelivery | First hour delivery | number | 19 | 6 | [5 empty] | l | FALSE | FALSE
DigitalTwin | WaterHeater | Recovery100FRise | Recovery rate to 100 frise in l per hour | number | 19 | 6 | [5 empty] | l/h | FALSE | FALSE |  |  |  | 18
DigitalTwin | WaterMeter | WaterMeterId | Unique identifier either coming from previous system otherwise it needs to be defined | string |  |  | 1 | 50 |  |  |  |  | TRUE | TRUE |  |  |  | WM-1
DigitalTwin | WaterMeter | ComponentTypeId | Unique identifier either coming from previous system otherwise it needs to be defined | string |  |  | 1 | 50 |  |  |  |  | TRUE | FALSE | Foreign Key | fk WaterMeter.ComponentTypeId to ComponentType.ComponentTypeId | 0..n | T-2615
DigitalTwin | WaterMeter | Type | Water meter type | string |  |  | 1 | 50 |  |  |  |  | FALSE | FALSE
DigitalTwin | WaterMeter | Volume | Volume in liter | number | 19 | 6 | [5 empty] | cubm | FALSE | FALSE |  |  |  | 1000
DigitalTwin | WaterMeter | VolumeFlow | Volume flow | number | 19 | 6 | [5 empty] | cubm/s | FALSE | FALSE |  |  |  | 270
DigitalTwin | WaterMeter | SupplyTemperature | Supply temperature | number | 19 | 6 | [5 empty] | C | FALSE | FALSE |  |  |  | 10
DigitalTwin | WaterMeter | Measures | Substance that is measured | string |  |  | 1 | 50 |  |  |  |  | FALSE | FALSE
DigitalTwin | WirelessAccessPoint | WirelessAccessPointId | Unique identifier either coming from previous system otherwise it needs to be defined | string |  |  | 1 | 50 |  |  |  |  | TRUE | TRUE |  |  |  | WAP-1
DigitalTwin | WirelessAccessPoint | DataNetworkEquipmentId | Unique identifier either coming from previous system otherwise it needs to be defined | string |  |  | 1 | 50 |  |  |  |  | TRUE | FALSE | Foreign Key | fk WirelessAccessPoint.DataNetworkEquipmentId to DataNetworkEquipment.DataNetworkEquipmentId | 0..n | DNE-13
DigitalTwin | WirelessAccessPoint | Type | Wireless access point type | string |  |  | 1 | 50 |  |  |  |  | FALSE | FALSE
DigitalTwin | WirelessAccessPoint | MountedInRack | Mounted in it rack | boolean | [8 empty] | FALSE | FALSE |  |  |  | true
DigitalTwin | WirelessAccessPoint | RackPosition | It rack position | string |  |  | 1 | 50 |  |  |  |  | FALSE | FALSE
DigitalTwin | WirelessAccessPoint | Mounting | Mounting details | string |  |  | 1 | 200 |  |  |  |  | FALSE | FALSE
UserAndCustomerExperience | AvailableResource | AvailableResourceId | Available resources workplace | string |  |  | 1 | 50 |  |  |  |  | TRUE | TRUE |  |  |  | AR0129182
UserAndCustomerExperience | AvailableResource | Name | User specific name of workplace | string |  |  | 1 | 200 |  |  |  |  | TRUE | FALSE |  |  |  | Standing desk
UserAndCustomerExperience | AvailableResourceWorkspace | AvailableResourceId | Available resources workplace | string |  |  | 1 | 50 |  |  |  |  | TRUE | TRUE | Foreign Key | fk AvailableResourceWorkspace.AvailableResourceId to AvailableResource.AvailableResourceId | 0..n | AR0129182
UserAndCustomerExperience | AvailableResourceWorkspace | WorkspaceId | Unique identifier either coming from previous system otherwise it needs to be defined | string |  |  | 1 | 50 |  |  |  |  | TRUE | TRUE | Foreign Key | fk AvailableResourceWorkspace.WorkspaceId to Workspace.WorkspaceId | 0..n | WP-023
UserAndCustomerExperience | Booking | BookingId | Unique identifier either coming from previous system otherwise it needs to be defined | string |  |  | 1 | 50 |  |  |  |  | TRUE | TRUE |  |  |  | R-1092
UserAndCustomerExperience | Booking | ValidFrom | Date reservation starts in yyyy-mm-ddThh:mm:ssZ form (conform to ISO 8061) | date-time | [8 empty] | TRUE | FALSE
UserAndCustomerExperience | Booking | ValidUntil | Date reservation ends in yyyy-mm-ddThh:mm:ssZ form (conform to ISO 8061) | date-time | [8 empty] | TRUE | FALSE
UserAndCustomerExperience | Booking | BookingDate | Date booking was created in yyyy-mm-ddThh:mm:ssZ form (conform to ISO 8061) | date-time | [8 empty] | TRUE | FALSE
UserAndCustomerExperience | Booking | Cancelled | Has the reservation been cancelled | boolean | [8 empty] | FALSE | FALSE |  |  |  | false
UserAndCustomerExperience | Booking | CheckInTime | Check in time yyyy-mm-ddThh:mm:ssZ form (conform to ISO 8061) | date-time | [8 empty] | FALSE | FALSE
UserAndCustomerExperience | Booking | CheckOutTime | Check out time yyyy-mm-ddThh:mm:ssZ form (conform to ISO 8061) | date-time | [8 empty] | FALSE | FALSE
UserAndCustomerExperience | BookingWorkspace | BookingId | Unique identifier either coming from previous system otherwise it needs to be defined | string |  |  | 1 | 50 |  |  |  |  | TRUE | TRUE | Foreign Key | fk BookingWorkspace.BookingId to Booking.BookingId | 0..n | R-1092
UserAndCustomerExperience | BookingWorkspace | WorkspaceId | Unique identifier either coming from previous system otherwise it needs to be defined | string |  |  | 1 | 50 |  |  |  |  | TRUE | TRUE | Foreign Key | fk BookingWorkspace.WorkspaceId to Workspace.WorkspaceId | 0..n | WP-023
UserAndCustomerExperience | Characteristic | CharacteristicId | Unique identifier either coming from previous system otherwise it needs to be defined | string |  |  | 1 | 50 |  |  |  |  | TRUE | TRUE |  |  |  | CH002
UserAndCustomerExperience | Characteristic | Name | User specific name of workplace | string |  |  | 1 | 200 |  |  |  |  | TRUE | FALSE |  |  |  | Barrier free
UserAndCustomerExperience | CharacteristicNeighbourhood | CharacteristicId | Unique identifier either coming from previous system otherwise it needs to be defined | string |  |  | 1 | 50 |  |  |  |  | TRUE | TRUE | Foreign Key | fk CharacteristicNeighbourhood.CharacteristicId to Characteristic.CharacteristicId | 0..n | CH002
UserAndCustomerExperience | CharacteristicNeighbourhood | NeighbourhoodId | Unique identifier either coming from previous system otherwise it needs to be defined | string |  |  | 1 | 50 |  |  |  |  | TRUE | TRUE | Foreign Key | fk CharacteristicNeighbourhood.NeighbourhoodId to Neighbourhood.NeighbourhoodId | 0..n | NE-281
UserAndCustomerExperience | CharacteristicWorkspace | CharacteristicId | Unique identifier either coming from previous system otherwise it needs to be defined | string |  |  | 1 | 50 |  |  |  |  | TRUE | TRUE | Foreign Key | fk CharacteristicWorkspace.CharacteristicId to Characteristic.CharacteristicId | 0..n | CH002
UserAndCustomerExperience | CharacteristicWorkspace | WorkspaceId | Unique identifier either coming from previous system otherwise it needs to be defined | string |  |  | 1 | 50 |  |  |  |  | TRUE | TRUE | Foreign Key | fk CharacteristicWorkspace.WorkspaceId to Workspace.WorkspaceId | 0..n | WP-023
UserAndCustomerExperience | CustomerFile | CustomerFileId | Unique identifier either coming from previous system otherwise it needs to be defined | string |  |  | 1 | 50 |  |  |  |  | TRUE | TRUE |  |  |  | CF-034
UserAndCustomerExperience | CustomerFile | Name | User specific name for file | string |  |  | 1 | 200 |  |  |  |  | FALSE | FALSE |  |  |  | Image meeting room 5A
UserAndCustomerExperience | CustomerFile | Link | Link to file location | string |  |  | 1 | 2050 |  |  |  |  | TRUE | FALSE
UserAndCustomerExperience | CustomerFile | FileType | Type of file | string |  |  | 1 | 75 |  |  |  |  | TRUE | FALSE |  |  |  | jpeg
UserAndCustomerExperience | CustomerFile | Metadata | Metadata information about the file stored in JSON format. This could be for example resolution and ordinal for an image. For different file types different metadata can be stored here | string |  |  | 1 | 1000 |  |  |  |  | FALSE | FALSE
UserAndCustomerExperience | CustomerFileWorkArea | CustomerFileId | Unique identifier either coming from previous system otherwise it needs to be defined | string |  |  | 1 | 50 |  |  |  |  | TRUE | TRUE | Foreign Key | fk CustomerFileWorkArea.CustomerFileId to CustomerFile.CustomerFileId | 0..n | CF-034
UserAndCustomerExperience | CustomerFileWorkArea | WorkAreaId | Unique identifier either coming from previous system otherwise it needs to be defined | string |  |  | 1 | 50 |  |  |  |  | TRUE | TRUE | Foreign Key | fk CustomerFileWorkArea.WorkAreaId to WorkArea.WorkAreaId | 0..n | WP-023
UserAndCustomerExperience | CustomerFileWorkspace | CustomerFileId | Unique identifier either coming from previous system otherwise it needs to be defined | string |  |  | 1 | 50 |  |  |  |  | TRUE | TRUE | Foreign Key | fk CustomerFileWorkspace.CustomerFileId to CustomerFile.CustomerFileId | 0..n | CF-034
UserAndCustomerExperience | CustomerFileWorkspace | WorkspaceId | Unique identifier either coming from previous system otherwise it needs to be defined | string |  |  | 1 | 50 |  |  |  |  | TRUE | TRUE | Foreign Key | fk CustomerFileWorkspace.WorkspaceId to Workspace.WorkspaceId | 0..n | WP-023
UserAndCustomerExperience | Neighbourhood | NeighbourhoodId | Unique identifier either coming from previous system otherwise it needs to be defined | string |  |  | 1 | 50 |  |  |  |  | TRUE | TRUE |  |  |  | NE-281
UserAndCustomerExperience | Neighbourhood | OrganisationId | Unique identifier either coming from previous system otherwise it needs to be defined | string |  |  | 1 | 50 |  |  |  |  | FALSE | FALSE | Foreign Key | fk Neighbourhood.OrganisationId to Organisation.OrganisationId | 0..n | BM2016271
UserAndCustomerExperience | Neighbourhood | Name | User specific name of neighbourhood | string |  |  | 1 | 200 |  |  |  |  | TRUE | FALSE |  |  |  | HR department
UserAndCustomerExperience | Neighbourhood | ValidFrom | The neighbourhood is valid from in yyyy-mm-ddThh:mm:ssZ form (conform to ISO 8061) | date-time | [8 empty] | FALSE | FALSE
UserAndCustomerExperience | Neighbourhood | ValidUntil | The neighbourhood is valid until in yyyy-mm-ddThh:mm:ssZ form (conform to ISO 8061) | date-time | [8 empty] | FALSE | FALSE
UserAndCustomerExperience | Neighbourhood | Color | User specific color code | string |  |  | 1 | 200 |  |  |  |  | FALSE | FALSE |  |  |  | #00bbff
UserAndCustomerExperience | NeighbourhoodWorkspace | NeighbourhoodId | Unique identifier either coming from previous system otherwise it needs to be defined | string |  |  | 1 | 50 |  |  |  |  | TRUE | TRUE | Foreign Key | fk NeighbourhoodWorkspace.NeighbourhoodId to Neighbourhood.NeighbourhoodId | 0..n | NE-281
UserAndCustomerExperience | NeighbourhoodWorkspace | WorkspaceId | Unique identifier either coming from previous system otherwise it needs to be defined | string |  |  | 1 | 50 |  |  |  |  | TRUE | TRUE | Foreign Key | fk NeighbourhoodWorkspace.WorkspaceId to Workspace.WorkspaceId | 0..1 | WP-023
UserAndCustomerExperience | TagNeighbourhood | TagId | Unique identifier either coming from previous system otherwise it needs to be defined | string |  |  | 1 | 50 |  |  |  |  | TRUE | TRUE | Foreign Key | fk TagNeighbourhood.TagId to Tag.TagId | 0..n | T-281
UserAndCustomerExperience | TagNeighbourhood | NeighbourhoodId | Unique identifier either coming from previous system otherwise it needs to be defined | string |  |  | 1 | 50 |  |  |  |  | TRUE | TRUE | Foreign Key | fk TagNeighbourhood.NeighbourhoodId to Neighbourhood.NeighbourhoodId | 0..n | NE-281
UserAndCustomerExperience | Tag | TagId | Unique identifier either coming from previous system otherwise it needs to be defined | string |  |  | 1 | 50 |  |  |  |  | TRUE | TRUE |  |  |  | T-281
UserAndCustomerExperience | Tag | Name | User specific name of tag | string |  |  | 1 | 200 |  |  |  |  | TRUE | FALSE |  |  |  | Barrier free
UserAndCustomerExperience | WorkArea | WorkAreaId | Unique identifier either coming from previous system otherwise it needs to be defined | string |  |  | 1 | 50 |  |  |  |  | TRUE | TRUE |  |  |  | WP-023
UserAndCustomerExperience | WorkArea | WorkAreaTypeId | Unique identifier either coming from previous system otherwise it needs to be defined | string |  |  | 1 | 50 |  |  |  |  | TRUE | FALSE | Foreign Key | fk WorkArea.WorkAreaTypeId to WorkAreaType.WorkAreaTypeId | 1..n | WST01
UserAndCustomerExperience | WorkArea | AreaMeasurementId | Unique identifier either coming from previous system otherwise it needs to be defined | string |  |  | 1 | 50 |  |  |  |  | TRUE | FALSE | Foreign Key | fk WorkArea.AreaMeasurementId to AreaMeasurement.AreaMeasurementId | 1 | AM-CH-SE-2312
UserAndCustomerExperience | WorkArea | Name | User specific name of work space | string |  |  | 1 | 200 |  |  |  |  | FALSE | FALSE |  |  |  | Open space 3EG-1
UserAndCustomerExperience | WorkArea | WorkAreaCode | User specific work area code | string |  |  | 1 | 70 |  |  |  |  | FALSE | FALSE |  |  |  | B01-F9-WA001
UserAndCustomerExperience | WorkArea | ValidFrom | The workspace template is valid from in yyyy-mm-ddThh:mm:ssZ form (conform to ISO 8061) | date-time | [8 empty] | FALSE | FALSE
UserAndCustomerExperience | WorkArea | ValidUntil | The workspace template is valid until in yyyy-mm-ddThh:mm:ssZ form (conform to ISO 8061) | date-time | [8 empty] | FALSE | FALSE
UserAndCustomerExperience | WorkAreaFloor | WorkAreaId | Unique identifier either coming from previous system otherwise it needs to be defined | string |  |  | 1 | 50 |  |  |  |  | TRUE | TRUE | Foreign Key | fk WorkAreaFloor.WorkAreaId to WorkArea.WorkAreaId | 0..n | WP-023
UserAndCustomerExperience | WorkAreaFloor | FloorId | Unique identifier either coming from previous system otherwise it needs to be defined | string |  |  | 1 | 50 |  |  |  |  | TRUE | TRUE | Foreign Key | fk WorkAreaFloor.FloorId to Floor.FloorId | 0..1 | SE-CH-F-01
UserAndCustomerExperience | WorkAreaSpace | WorkAreaId | Unique identifier either coming from previous system otherwise it needs to be defined | string |  |  | 1 | 50 |  |  |  |  | TRUE | TRUE | Foreign Key | fk WorkAreaSpace.WorkAreaId to WorkArea.WorkAreaId | 0..1 | WP-023
UserAndCustomerExperience | WorkAreaSpace | SpaceId | Unique identifier either coming from previous system otherwise it needs to be defined | string |  |  | 1 | 50 |  |  |  |  | TRUE | TRUE | Foreign Key | fk WorkAreaSpace.SpaceId to Space.SpaceId | 0..1 | SE-CH-F-01-21
UserAndCustomerExperience | WorkAreaType | WorkAreaTypeId | Unique identifier either coming from previous system otherwise it needs to be defined | string |  |  | 1 | 50 |  |  |  |  | TRUE | TRUE |  |  |  | WST01
UserAndCustomerExperience | WorkAreaType | Name | User specific name of work space template ("type of workspace") | string |  |  | 1 | 200 |  |  |  |  | TRUE | FALSE |  |  |  | Primary work environment
UserAndCustomerExperience | WorkAreaType | ValidFrom | The workspace template is valid from in yyyy-mm-ddThh:mm:ssZ form (conform to ISO 8061) | date-time | [8 empty] | FALSE | FALSE
UserAndCustomerExperience | WorkAreaType | ValidUntil | The workspace template is valid until in yyyy-mm-ddThh:mm:ssZ form (conform to ISO 8061) | date-time | [8 empty] | FALSE | FALSE
UserAndCustomerExperience | WorkAreaType | Color | Color code of specific workspace template | string |  |  | 1 | 50 |  |  |  |  | FALSE | FALSE |  |  |  | #ff0000
UserAndCustomerExperience | Workspace | WorkspaceId | Unique identifier either coming from previous system otherwise it needs to be defined | string |  |  | 1 | 50 |  |  |  |  | TRUE | TRUE |  |  |  | WP-023
UserAndCustomerExperience | Workspace | WorkAreaId | Unique identifier either coming from previous system otherwise it needs to be defined | string |  |  | 1 | 50 |  |  |  |  | TRUE | FALSE | Foreign Key | fk Workspace.WorkAreaId to WorkArea.WorkAreaId | 1..n | WP-023
UserAndCustomerExperience | Workspace | Name | User specific name of workplace | string |  |  | 1 | 200 |  |  |  |  | TRUE | FALSE |  |  |  | Desk East 02
UserAndCustomerExperience | Workspace | WorkspaceCode | User specific work space code | string |  |  | 1 | 70 |  |  |  |  | FALSE | FALSE |  |  |  | B01-F9-WA001-WS1
UserAndCustomerExperience | Workspace | Type | Type of workplace | string |  |  | 1 | 75 |  |  |  |  | TRUE | FALSE |  |  |  | Single office
UserAndCustomerExperience | Workspace | Capacity | Capacity of workplace | integer | [5 empty] | 0 | 999 |  | TRUE | FALSE
UserAndCustomerExperience | Workspace | Bookable | Is the workplace bookable (Y/N) | boolean | [8 empty] | FALSE | FALSE |  |  |  | true
UserAndCustomerExperience | Workspace | ValidFrom | The workplace is valid from in yyyy-mm-ddThh:mm:ssZ form (conform to ISO 8061) | date-time | [8 empty] | FALSE | FALSE
UserAndCustomerExperience | Workspace | ValidUntil | The workplace is valid until in yyyy-mm-ddThh:mm:ssZ form (conform to ISO 8061) | date-time | [8 empty] | FALSE | FALSE
UserAndCustomerExperience | WorkspaceSensor | WorkspaceId | Unique identifier either coming from previous system otherwise it needs to be defined | string |  |  | 1 | 50 |  |  |  |  | TRUE | TRUE | Foreign Key | fk WorkspaceSensor.WorkspaceId to Workspace.WorkspaceId | 0..n | WP-023
UserAndCustomerExperience | WorkspaceSensor | SensorId | Unique identifier either coming from previous system otherwise it needs to be defined | string |  |  | 1 | 50 |  |  |  |  | TRUE | TRUE | Foreign Key | fk WorkspaceSensor.SensorId to Sensor.SensorId | 0..n | SE-2718264